## 배수지별 용수공급량
▣ 홍성군 배수지 용수공급량
구분 |  | 2015 |  |  |  | 2020 |  |  |  | 2025 |  |  |  | 2030 |  |  |  | 2035
|  | 생활용수 | 공업용수 (정수) | 기타용수 | 계 | 생활용수 | 공업용수 (정수) | 기타용수 | 계 | 생활용수 | 공업용수 (정수) | 기타용수 | 계 | 생활용수 | 공업용수 (정수) | 기타용수 | 계 | 생활용수 | 공업용수 (정수) | 기타용수 | 계
갈산 배수지 | 결성면 | 0 | 0 | 0 | 0 | 0 | 0 | 0 | 0 | 29 | 0 | 0 | 29 | 28 | 0 | 0 | 28 | 27 | 0 | 0 | 27
| 갈산면 | 435 | 0 | 0 | 435 | 474 | 0 | 0 | 474 | 587 | 0 | 0 | 587 | 655 | 0 | 0 | 655 | 634 | 0 | 0 | 634
| 계 | 435 | 0 | 0 | 435 | 474 | 0 | 0 | 474 | 616 | 0 | 0 | 616 | 683 | 0 | 0 | 683 | 661 | 0 | 0 | 661
갈산농공단지 배수지 | 갈산면 | 355 | 111 | 0 | 466 | 375 | 111 | 0 | 486 | 450 | 111 | 0 | 561 | 428 | 111 | 0 | 539 | 414 | 111 | 0 | 525
| 계 | 355 | 111 | 0 | 466 | 375 | 111 | 0 | 486 | 450 | 111 | 0 | 561 | 428 | 111 | 0 | 539 | 414 | 111 | 0 | 525
갈산산업단지 배수지 | 갈산면 | 0 | 105 | 0 | 105 | 0 | 1301 | 0 | 1301 | 0 | 2497 | 0 | 2497 | 0 | 2497 | 0 | 2497 | 0 | 2497 | 0 | 2497
| 계 | 0 | 105 | 0 | 105 | 0 | 1301 | 0 | 1301 | 0 | 2497 | 0 | 2497 | 0 | 2497 | 0 | 2497 | 0 | 2497 | 0 | 2497
갈산2농공단지배수지 | 갈산면 | 0 | 0 | 0 | 0 | 0 | 215 | 0 | 215 | 0 | 429 | 0 | 429 | 0 | 429 | 0 | 429 | 0 | 429 | 0 | 429
| 계 | 0 | 0 | 0 | 0 | 0 | 215 | 0 | 215 | 0 | 429 | 0 | 429 | 0 | 429 | 0 | 429 | 0 | 429 | 0 | 429
구항배수지(구) | 갈산면 | 15 | 0 | 0 | 15 | 14 | 0 | 0 | 14 | 0 | 0 | 0 | 0 | 0 | 0 | 0 | 0 | 0 | 0 | 0 | 0
| 구항면 | 413 | 0 | 0 | 413 | 319 | 0 | 0 | 319 | 0 | 0 | 0 | 0 | 0 | 0 | 0 | 0 | 0 | 0 | 0 | 0
| 계 | 428 | 0 | 0 | 428 | 333 | 0 | 0 | 333 | 0 | 0 | 0 | 0 | 0 | 0 | 0 | 0 | 0 | 0 | 0 | 0
구항배수지(신) | 광천읍 | 0 | 0 | 0 | 0 | 32 | 0 | 0 | 32 | 30 | 0 | 0 | 30 | 29 | 0 | 0 | 29 | 28 | 0 | 0 | 28
| 구항면 | 0 | 0 | 0 | 0 | 993 | 1231 | 0 | 2224 | 1235 | 1231 | 0 | 2466 | 1180 | 1231 | 0 | 2411 | 1142 | 1231 | 0 | 2373
| 갈산면 | 0 | 0 | 0 | 0 | 76 | 0 | 0 | 76 | 85 | 0 | 0 | 85 | 82 | 0 | 0 | 82 | 80 | 0 | 0 | 80
| 계 | 0 | 0 | 0 | 0 | 1101 | 1231 | 0 | 2332 | 1350 | 1231 | 0 | 2581 | 1291 | 1231 | 0 | 2522 | 1250 | 1231 | 0 | 2481
서부배수지 | 서부면 | 0 | 0 | 0 | 0 | 1120 | 0 | 473 | 1593 | 1128 | 0 | 473 | 1601 | 1076 | 0 | 473 | 1549 | 1041 | 0 | 473 | 1514
| 계 | 0 | 0 | 0 | 0 | 1120 | 0 | 473 | 1593 | 1128 | 0 | 473 | 1601 | 1076 | 0 | 473 | 1549 | 1041 | 0 | 473 | 1514
은하배수지 | 은하면 | 823 | 34 | 0 | 857 | 815 | 34 | 0 | 849 | 769 | 34 | 0 | 803 | 734 | 34 | 0 | 768 | 709 | 34 | 0 | 743
| 결성면 | 732 | 84 | 0 | 816 | 29 | 0 | 0 | 29 | 28 | 0 | 0 | 28 | 27 | 0 | 0 | 27 | 26 | 0 | 0 | 26
| 계 | 1555 | 118 | 0 | 1673 | 844 | 34 | 0 | 878 | 797 | 34 | 0 | 831 | 761 | 34 | 0 | 795 | 735 | 34 | 0 | 769
결성배수지 | 결성면 | 53 | 0 | 0 | 53 | 735 | 84 | 0 | 819 | 694 | 84 | 0 | 778 | 660 | 84 | 0 | 744 | 640 | 84 | 0 | 724
| 은하면 | 78 | 0 | 0 | 78 | 77 | 0 | 0 | 77 | 72 | 0 | 0 | 72 | 69 | 0 | 0 | 69 | 67 | 0 | 0 | 67
| 서부면 | 963 | 0 | 0 | 963 | 0 | 0 | 0 | 0 | 0 | 0 | 0 | 0 | 0 | 0 | 0 | 0 | 0 | 0 | 0 | 0
| 계 | 1094 | 0 | 0 | 1094 | 812 | 84 | 0 | 896 | 766 | 84 | 0 | 850 | 729 | 84 | 0 | 813 | 707 | 84 | 0 | 791
홍성1,2배수지 | 홍성읍 | 14333 | 0 | 1341 | 15674 | 13832 | 0 | 1341 | 15173 | 6399 | 0 | 1268 | 7667 | 6577 | 0 | 1268 | 7845 | 6603 | 0 | 1268 | 7871
| 계 | 14333 | 0 | 1341 | 15674 | 13832 | 0 | 1341 | 15173 | 6399 | 0 | 1268 | 7667 | 6577 | 0 | 1268 | 7845 | 6603 | 0 | 1268 | 7871
홍성3배수지 | 홍성읍 | 0 | 0 | 0 | 0 | 0 | 0 | 0 | 0 | 8106 | 0 | 73 | 8179 | 8368 | 0 | 73 | 8441 | 8404 | 0 | 73 | 8477
| 홍북면 | 0 | 0 | 0 | 0 | 0 | 0 | 0 | 0 | 184 | 0 | 0 | 184 | 176 | 0 | 0 | 176 | 170 | 0 | 0 | 170
| 계 | 0 | 0 | 0 | 0 | 0 | 0 | 0 | 0 | 8290 | 0 | 73 | 8363 | 8544 | 0 | 73 | 8617 | 8574 | 0 | 73 | 8647 | 16518
홍동배수지 | 홍성읍 | 210 | 0 | 0 | 210 | 214 | 0 | 0 | 214 | 252 | 0 | 0 | 252 | 260 | 0 | 0 | 260 | 260 | 0 | 0 | 260
| 광천읍 | 565 | 0 | 0 | 565 | 538 | 0 | 0 | 538 | 509 | 0 | 0 | 509 | 486 | 0 | 0 | 486 | 470 | 0 | 0 | 470
| 금마면 | 104 | 0 | 0 | 104 | 98 | 0 | 0 | 98 | 94 | 0 | 0 | 94 | 89 | 0 | 0 | 89 | 87 | 0 | 0 | 87
| 홍동면 | 1027 | 0 | 0 | 1027 | 1011 | 0 | 0 | 1011 | 1055 | 0 | 0 | 1055 | 1006 | 0 | 0 | 1006 | 976 | 0 | 0 | 976
| 장곡면 | 547 | 0 | 0 | 547 | 1065 | 0 | 0 | 1065 | 1006 | 0 | 0 | 1006 | 958 | 0 | 0 | 958 | 928 | 0 | 0 | 928
| 구항면 | 36 | 0 | 0 | 36 | 35 | 0 | 0 | 35 | 33 | 0 | 0 | 33 | 31 | 0 | 0 | 31 | 31 | 0 | 0 | 31
| 계 | 2489 | 0 | 0 | 2489 | 2961 | 0 | 0 | 2961 | 2949 | 0 | 0 | 2949 | 2830 | 0 | 0 | 2830 | 2752 | 0 | 0 | 2752
광천배수지 | 광천읍 | 2690 | 0 | 0 | 2690 | 2582 | 0 | 0 | 2582 | 2433 | 0 | 0 | 2433 | 2321 | 0 | 0 | 2321 | 2247 | 0 | 0 | 2247
| 계 | 2690 | 0 | 0 | 2690 | 2582 | 0 | 0 | 2582 | 2433 | 0 | 0 | 2433 | 2321 | 0 | 0 | 2321 | 2247 | 0 | 0 | 2247
내포배수지 | 홍북면 | 1120 | 0 | 0 | 1120 | 1102 | 0 | 0 | 1102 | 1135 | 0 | 0 | 1135 | 1083 | 0 | 0 | 1083 | 1047 | 0 | 0 | 1047
| 금마면 | 1045 | 0 | 0 | 1045 | 1004 | 0 | 0 | 1004 | 1068 | 0 | 0 | 1068 | 1020 | 0 | 0 | 1020 | 987 | 0 | 0 | 987
| 내포신도시(홍성) | 4640 | 0 | 0 | 4640 | 15652 | 9002 | 0 | 24654 | 24957 | 8802 | 0 | 33759 | 24957 | 8802 | 0 | 33759 | 24957 | 8802 | 0 | 33759
| 내포신도시(예산) | 297 | 0 | 0 | 297 | 8666 |  | 0 | 8666 | 17771 | 4600 | 0 | 22371 | 17771 | 4600 | 0 | 22371 | 17771 | 4600 | 0 | 22371
| 계 | 7102 | 0 | 0 | 7102 | 26424 | 9002 | 0 | 35426 | 44931 | 13402 | 0 | 58333 | 44831 | 13402 | 0 | 58233 | 44762 | 13402 | 0 | 58164
청광 직결급수 | 홍성읍 | 170 | 0 | 0 | 170 | 0 | 0 | 0 | 0 | 0 | 0 | 0 | 0 | 0 | 0 | 0 | 0 | 0 | 0 | 0 | 0
| 구항면 | 73 | 1231 | 0 | 1304 | 0 | 0 | 0 | 0 | 0 | 0 | 0 | 0 | 0 | 0 | 0 | 0 | 0 | 0 | 0 | 0
| 광천읍 | 24 | 0 | 0 | 24 | 0 | 0 | 0 | 0 | 0 | 0 | 0 | 0 | 0 | 0 | 0 | 0 | 0 | 0 | 0 | 0
| 계 | 267 | 1231 | 0 | 1498 | 0 | 0 | 0 | 0 | 0 | 0 | 0 | 0 | 0 | 0 | 0 | 0 | 0 | 0 | 0 | 0
세광 직결급수 | 홍성읍 | 2037 | 0 | 0 | 2037 | 1811 | 0 | 0 | 1811 | 0 | 0 | 0 | 0 | 0 | 0 | 0 | 0 | 0 | 0 | 0 | 0
| 홍북면 | 225 | 0 | 0 | 225 | 196 | 0 | 0 | 196 | 0 | 0 | 0 | 0 | 0 | 0 | 0 | 0 | 0 | 0 | 0 | 0
| 계 | 2262 | 0 | 0 | 2262 | 2007 | 0 | 0 | 2007 | 0 | 0 | 0 | 0 | 0 | 0 | 0 | 0 | 0 | 0 | 0 | 0
광천김단지 직결급수 | 광천읍 | 60 | 294 | 0 | 354 | 58 | 294 | 0 | 352 | 54 | 294 | 0 | 348 | 52 | 294 | 0 | 346 | 50 | 294 | 0 | 344
| 계 | 60 | 294 | 0 | 354 | 58 | 294 | 0 | 352 | 54 | 294 | 0 | 348 | 52 | 294 | 0 | 346 | 50 | 294 | 0 | 344
상정리 직결급수 | 광천읍 | 182 | 0 | 0 | 182 | 175 | 0 | 0 | 175 | 164 | 0 | 0 | 164 | 157 | 0 | 0 | 157 | 152 | 0 | 0 | 152
| 은하면 | 0 | 339 | 0 | 339 | 0 | 339 | 0 | 339 | 0 | 339 | 0 | 339 | 0 | 339 | 0 | 339 | 0 | 339 | 0 | 339
| 계 | 182 | 339 | 0 | 521 | 175 | 339 | 0 | 514 | 164 | 339 | 0 | 503 | 157 | 339 | 0 | 496 | 152 | 339 | 0 | 491
광천중담 직결급수 | 광천읍 | 435 | 0 | 0 | 435 | 419 | 0 | 0 | 419 | 394 | 0 | 0 | 394 | 376 | 0 | 0 | 376 | 364 | 0 | 0 | 364
| 계 | 435 | 0 | 0 | 435 | 419 | 0 | 0 | 419 | 394 | 0 | 0 | 394 | 376 | 0 | 0 | 376 | 364 | 0 | 0 | 364
장양 직결 | 구항면 | 142 | 0 | 0 | 142 | 0 | 0 | 0 | 0 | 0 | 0 | 0 | 0 | 0 | 0 | 0 | 0 | 0 | 0 | 0 | 0
| 계 | 142 | 0 | 0 | 142 | 0 | 0 | 0 | 0 | 0 | 0 | 0 | 0 | 0 | 0 | 0 | 0 | 0 | 0 | 0 | 0
합 계 |  | 33829 | 2198 | 1341 | 37368 | 53517 | 12611 | 1814 | 67942 | 70721 | 18421 | 1814 | 90956 | 70656 | 18421 | 1814 | 90891 | 70312 | 18421 | 1814 | 90547
27584
홍북 |  |  |  |  | 2165 |  |  |  | 2106 |  |  |  | 2203 |  |  |  | 2103 |  |  |  | 2034
내포 |  |  |  |  | 4937 |  |  |  | 33320 |  |  |  | 56130 |  |  |  | 56130 |  |  |  | 56130
[11 empty] | 37462 | 93592
34417
|  | 18220 | 3992 | 1361 | 1199 | 1087 | 1034 | 1240 | 858 | 1635 | 4295 | 2541
Note on C29: 405는 세광엔리치
Note on C52: 405는 세광엔리치

## 배수지체류시간
▣ 홍성군 배수지 용수공급량
구분 | 2015 |  |  | 2020 |  |  | 2025 |  |  | 2030 |  |  | 2035
| 배수지용량 | 일최대수요량 | 체류시간 | 배수지용량 | 일최대수요량 | 체류시간 | 배수지용량 | 일최대수요량 | 체류시간 | 배수지용량 | 일최대수요량 | 체류시간 | 배수지용량 | 일최대수요량 | 체류시간
갈산 배수지 | 480 | 435 | 26.5 | 480 | 474 | 24.3 | 480 | 616 | 18.7 | 480 | 683 | 16.9 | 480 | 661 | 17.4
갈산농공단지 배수지 | 420 | 466 | 21.6 | 420 | 486 | 20.7 | 420 | 561 | 18 | 420 | 539 | 18.7 | 420 | 525 | 19.2
갈산산업단지 배수지 | 1000 | 105 | 228.6 | 1000 | 1301 | 18.4 | 1000 | 2497 | 9.6 | 1000 | 2497 | 9.6 | 1000 | 2497 | 9.6
갈산2농공단지배수지 |  | 0 |  | 450 | 215 | 50.2 | 450 | 429 | 25.2 | 450 | 429 | 25.2 | 450 | 429 | 25.2
구항배수지(구) | 160 | 428 | 9 | 160 | 333 | 11.5 | 160 | 0 |  | 160 | 0 |  | 160 | 0
구항배수지(신) |  | 0 |  | 1300 | 2332 | 13.4 | 1300 | 2581 | 12.1 | 1300 | 2522 | 12.4 | 1300 | 2481 | 12.6
서부배수지 |  | 0 |  | 1600 | 1593 | 24.1 | 1600 | 1601 | 24 | 1600 | 1549 | 24.8 | 1600 | 1514 | 25.4
은하배수지 | 800 | 1673 | 11.5 | 800 | 878 | 21.9 | 800 | 831 | 23.1 | 800 | 795 | 24.2 | 800 | 769 | 25
결성배수지 | 780 | 1094 | 17.1 | 780 | 896 | 20.9 | 780 | 850 | 22 | 780 | 813 | 23 | 780 | 791 | 23.7
홍성1,2배수지 | 5800 | 15674 | 8.9 | 5800 | 15173 | 9.2 | 5800 | 7667 | 18.2 | 5800 | 7845 | 17.7 | 5800 | 7871 | 17.7
홍성3배수지 |  | 0 |  |  | 0 |  | 5000 | 8363 | 14.3 | 5000 | 8617 | 13.9 | 5000 | 8647 | 13.9
홍동배수지 | 1100 | 2489 | 10.6 | 1900 | 2961 | 15.4 | 1900 | 2949 | 15.5 | 1900 | 2830 | 16.1 | 1900 | 2752 | 16.6
광천배수지 | 3600 | 2690 | 32.1 | 3600 | 2582 | 33.5 | 3600 | 2433 | 35.5 | 3600 | 2321 | 37.2 | 3600 | 2247 | 38.5
내포배수지 | 30000 | 7102 | 101.4 | 30000 | 35426 | 20.3 | 30000 | 58333 | 12.3 | 30000 | 58233 | 12.4 | 30000 | 58164 | 12.4
청광 직결급수 |  | 1498 |  |  | 0 |  |  | 0 |  |  | 0 |  |  | 0
세광 직결급수 |  | 2262 |  |  | 2007 |  |  | 0 |  |  | 0 |  |  | 0
광천김단지 직결급수 |  | 354 |  |  | 352 |  |  | 348 |  |  | 346 |  |  | 344
상정리 직결급수 |  | 521 |  |  | 514 |  |  | 503 |  |  | 496 |  |  | 491
광천중담 직결급수 |  | 435 |  |  | 419 |  |  | 394 |  |  | 376 |  |  | 364
장양 직결 |  | 142 |  |  | 0 |  |  | 0 |  |  | 0 |  |  | 0
|  | 37368 |  |  | 67942 |  |  | 90956 |  |  | 90891 |  |  | 90547
|  | 37368 |  |  | 67942 |  |  | 90956 |  |  | 90891 |  |  | 90547
|  | TRUE |  |  | TRUE |  |  | TRUE |  |  | TRUE |  |  | TRUE
일최대수요량 | 2015 | 2020 | 2025 | 2030 | 2035
갈산 배수지 | 435 | 474 | 616 | 683 | 661
갈산농공단지 배수지 | 466 | 486 | 561 | 539 | 525
갈산산업단지 배수지 | 105 | 1301 | 2497 | 2497 | 2497
갈산2농공단지배수지 | 0 | 215 | 429 | 429 | 429
구항배수지(구) | 428 | 333 | 0 | 0 | 0
구항배수지(신) | 0 | 2332 | 2581 | 2522 | 2481
서부배수지 | 0 | 1593 | 1601 | 1549 | 1514
은하배수지 | 1673 | 878 | 831 | 795 | 769
결성배수지 | 1094 | 896 | 850 | 813 | 791
홍성1,2배수지 | 15674 | 15173 | 7667 | 7845 | 7871
홍성3배수지 | 0 | 0 | 8363 | 8617 | 8647
홍동배수지 | 2489 | 2961 | 2949 | 2830 | 2752
광천배수지 | 2690 | 2582 | 2433 | 2321 | 2247
내포배수지 | 7102 | 35426 | 58333 | 58233 | 58164
청광 직결급수 | 1498 | 0 | 0 | 0 | 0
세광 직결급수 | 2262 | 2007 | 0 | 0 | 0
광천김단지 직결급수 | 354 | 352 | 348 | 346 | 344
상장리 직결급수 | 521 | 514 | 503 | 496 | 491
광천중담 직결급수 | 435 | 419 | 394 | 376 | 364
장양 직결 | 142 | 0 | 0 | 0 | 0
홍북분구 | 2165 | 2106 | 2203 | 2103 | 2034
내포분구 | 4937 | 33320 | 56130 | 56130 | 56130
내포분구(홍성군) | 4640 | 24654 | 33759 | 33759 | 33759
배수구역별 계획급수량
구분 |  | 현재 | 2020년 | 2025년 | 2030년 | 2035년
홍성급수구역 | 홍성1, 홍성2 | 15674 | 15173 | 7667 | 7845 | 7871
| 홍성3 | 0 | 0 | 8363 | 8617 | 8647
| 세광직결 | 2262 | 2007 | 0 | 0 | 0
홍북급수구역 | 홍북 | 2165 | 2106 | 2203 | 2103 | 2034
| 내포 | 4640 | 24654 | 33759 | 33759 | 33759 | 홍성군
|  | 4937 | 33320 | 56130 | 56130 | 56130 | 예산군포함시
홍동급수구역 | 홍동 | 2489 | 2961 | 2949 | 2830 | 2752
광천급수구역 | 광천 | 2690 | 2582 | 2433 | 2321 | 2247
| 상정리직결 | 521 | 514 | 503 | 496 | 491
| 광천김직결 | 354 | 352 | 348 | 346 | 344
| 광천중담직결 | 435 | 419 | 394 | 376 | 364
결성급수구역 | 결성 | 1094 | 896 | 850 | 813 | 791
은하급수구역 | 은하 | 1673 | 878 | 831 | 795 | 769
갈산급수구역 | 갈산 | 435 | 474 | 616 | 683 | 661
| 갈산농공 | 466 | 486 | 561 | 539 | 525
| 갈산산업 | 105 | 1301 | 2497 | 2497 | 2497
| 갈산2농공 | 0 | 215 | 429 | 429 | 429
구항급수구역 | 구항(구) | 428 | 333 | 0 | 0 | 0
| 구항(신) | 0 | 2332 | 2581 | 2522 | 2481
| 청광직결 | 1498 | 0 | 0 | 0 | 0
| 장양직결 | 142 | 0 | 0 | 0 | 0
서부급수구역 | 서부 | 0 | 1593 | 1601 | 1549 | 1514

## 급수보급률 집계표
■ 홍성군 보급율 및 급수인구 | [16 empty] | 구분 | 외국인
읍면동 | 계획인구 |  |  |  |  | 급수보급율 |  |  |  |  | 급수인구 |  |  |  |  | 비고 |  | 계 | 남 | 여
| 2015년 | 2020년 | 2025년 | 2030년 | 2035년 | 2015년 | 2020년 | 2025년 | 2030년 | 2035년 | 2015년 | 2020년 | 2025년 | 2030년 | 2035년 |  | 홍성군 | 1861 | 1226 | 635
홍성읍 | 42801 | 39980 | 36987 | 38112 | 38265 | 95.9 | 97.2 | 97.8 | 97.8 | 97.8 | 41055 | 38864 | 36168 | 37268 | 37418 |  | 홍성읍 | 502 | 227 | 275
광천읍 | 10551 | 9841 | 9272 | 8847 | 8563 | 91.9 | 94.7 | 94.7 | 94.8 | 94.8 | 9695 | 9323 | 8784 | 8384 | 8116 |  | 광천읍 | 293 | 205 | 88
홍북면 | 4323 | 4032 | 3799 | 3625 | 3508 | 76.2 | 78.9 | 85.1 | 85.1 | 85.1 | 3296 | 3181 | 3233 | 3086 | 2984 |  | 홍북면 | 148 | 97 | 51
금마면 | 3816 | 3559 | 3353 | 3199 | 3097 | 73.8 | 75.9 | 85 | 85 | 85 | 2815 | 2700 | 2849 | 2718 | 2633 |  | 금마면 | 111 | 74 | 37
홍동면 | 3575 | 3334 | 3141 | 2997 | 2901 | 70.4 | 74.3 | 82.3 | 82.2 | 82.5 | 2518 | 2478 | 2586 | 2465 | 2392 |  | 홍동면 | 48 | 30 | 18
장곡면 | 3350 | 3125 | 2945 | 2810 | 2719 | 40 | 83.5 | 83.7 | 83.6 | 83.6 | 1340 | 2610 | 2465 | 2348 | 2274 |  | 장곡면 | 112 | 69 | 43
은하면 | 2793 | 2605 | 2455 | 2342 | 2267 | 79.1 | 84 | 84 | 84 | 83.9 | 2209 | 2187 | 2061 | 1967 | 1903 |  | 은하면 | 165 | 137 | 28
결성면 | 2441 | 2277 | 2145 | 2047 | 1981 | 78.8 | 82.2 | 85.8 | 85.6 | 85.8 | 1923 | 1872 | 1840 | 1753 | 1699 |  | 결성면 | 103 | 86 | 17
서부면 | 3628 | 3384 | 3188 | 3042 | 2944 | 65.1 | 81.1 | 86.7 | 86.7 | 86.7 | 2361 | 2746 | 2765 | 2638 | 2551 |  | 서부면 | 45 | 26 | 19
갈산면 | 4033 | 3762 | 3545 | 3382 | 3273 | 48.9 | 61.2 | 77.5 | 84.4 | 84.4 | 1974 | 2301 | 2747 | 2856 | 2763 |  | 갈산면 | 161 | 136 | 25
구항면 | 4289 | 4001 | 3770 | 3597 | 3482 | 37.9 | 82.6 | 82.5 | 82.5 | 82.6 | 1627 | 3303 | 3112 | 2967 | 2876 |  | 구항면 | 173 | 139 | 34
신경리 | 계획인구 2015년: 10666; 급수보급율 2015년: 0.9535; 급수인구 2015년: 10170.031
계 | 96266 | 79900 | 74600 | 74000 | 73000 | [5 empty] | 0 | 71565 | 68610 | 68450 | 67609
계 | 85600 | 79900 | 74600 | 74000 | 73000 | 82.7 | 89.6 | 92 | 92.5 | 92.6 | 70813 | 71565 | 68610 | 68450 | 67609
[11 empty] | 70792 | 71591 | 68632 | 68450 | 67598
[11 empty] | 21 | -26 | -22 | 0 | 11
| 급수인구 2025년: 2188.2; 급수인구 2030년: 2062.2; 급수인구 2035년: 1967.28 | 1902.013
[5 empty] | 0.964 | 41260.164 | 40769 | -491.164 |  | -286
[5 empty] | 0.974 | 10276.674 | 9987 | -289.674 |  | 292
[5 empty] | 0.954 | 4124.142 | 3983 | -141.142 |  | 687
[5 empty] | 0.246 | 938.736 | 913 | -25.736 |  | -1902
[5 empty] | 0.779 | 2784.925 | 2747 | -37.925 |  | 229
[5 empty] | 0.447 | 1497.45 | 1446 | -51.45 |  | 106
[5 empty] | 1 | 2793 | 2628 | -165 |  | 419
[5 empty] | 0.726 | 1772.166 | 1698 | -74.166 |  | -225
[5 empty] | 0.842 | 3054.776 | 3018 | -36.776 |  | 657
[5 empty] | 0.729 | 2940.057 | 2821 | -119.057 |  | 847
[5 empty] | 0.278 | 1192.342 | 1145 | -47.342 |  | -482

## 홍성읍
■ 홍성읍 보급율 및 급수인구
읍면동 | 1 | 리구분 | 계획인구 |  |  |  |  | 급수보급율 |  |  |  |  | 급수인구 |  |  |  |  | 일최대원단위 |  |  |  |  | 일최대급수량 |  |  |  |  | 급수분구명(기존) | 급수분구명(1단계) | 급수분구명(2단계) | 급수분구명(3단계) |  |  | 구 분 |  | 사용량(㎥/일) |  |  |  |  | 비 고 | 배수지 | 배수지2 | 리명칭 | [6 empty] | 수요량
| 1 |  | 2015년 | 2020년 | 2025년 | 2030년 | 2035년 | 2015년 | 2020년 | 2025년 | 2030년 | 2035년 | 2015년 | 2020년 | 2025년 | 2030년 | 2035년 | 2015년 | 2020년 | 2025년 | 2030년 | 2035년 | 2015년 | 2020년 | 2025년 | 2030년 | 2035년 | [8 empty] | 2015년 | 2020 | 2025 | 2030 | 2035 | [5 empty] | 면 | 리구분 | 아파트명 | 세대 | 인구 | 2020 | 2025 | 2030 | 2035
홍성읍 | 1 | 오관리 | 13193 | 11371 | 10436 | 10784 | 10833 | 100% | 100% | 100% | 100% | 100% | 13193 | 11371 | 10436 | 10784 | 10833 | 408 | 408 | 408 | 408 | 408 | 5384 | 4639 | 4258 | 4399 | 4422 | [6 empty] | 공업용 정수 사용량 | 계 | 3403 | 3609 | 5019 | 5019 | 5019 | [5 empty] | 홍성읍 | 남장3리 | 대우아파트 | 260 | 601 | 245 | 245 | 245 | 245
| 2 | 오관1리 | 696 | 600 | 551 | 569 | 572 | 100 | 100 | 100 | 100 | 100 | 696 | 600 | 551 | 569 | 572 | 408 | 408 | 408 | 408 | 408 | 284 | 245 | 225 | 232 | 233 | 홍성1,2 | 홍성1,2 | 홍성3 | 홍성3 |  |  |  | 기존 산업단지 | 3403 | 3394 | 4590 | 4590 | 4590 | [5 empty] | 홍성읍 | 오관리9리 | 경성큰마을아파트 | 270 | 624 | 255 | 255 | 255 | 255
| 2 | 오관2리 | 1131 | 975 | 895 | 924 | 929 | 100 | 100 | 100 | 100 | 100 | 1131 | 975 | 895 | 924 | 929 | 408 | 408 | 408 | 408 | 408 | 461 | 398 | 365 | 377 | 379 | 홍성1,2 | 홍성1,2 | 홍성3 | 홍성3 |  |  |  | 구항농공단지 | 1231 | 1231 | 1231 | 1231 | 1231 | 구항면 | 청광직결 | 구항(신) | 구항면 청광리 |  | 홍성읍 | 오관12리 | 현대아파트 | 434 | 1003 | 409 | 409 | 409 | 409
| 2 | 오관3리 | 384 | 331 | 304 | 314 | 315 | 100 | 100 | 100 | 100 | 100 | 384 | 331 | 304 | 314 | 315 | 408 | 408 | 408 | 408 | 408 | 157 | 135 | 124 | 128 | 129 | 홍성1,2 | 홍성1,2 | 홍성3 | 홍성3 |  |  |  | 광천농공단지 | [5 empty] | 광천읍 | 홍동 | 홍동 | 광천읍 신진리 |  | 홍성읍 | 법수리 | 현광아파트 | 339 | 783 | 319 | 319 | 319 | 319
| 2 | 오관4리 | 754 | 650 | 596 | 616 | 619 | 100 | 100 | 100 | 100 | 100 | 754 | 650 | 596 | 616 | 619 | 408 | 408 | 408 | 408 | 408 | 308 | 265 | 243 | 251 | 253 | 홍성1,2 | 홍성1,2 | 홍성3 | 홍성3 |  |  |  | 은하농공단지 | 339 | 339 | 339 | 339 | 339 | 은하면 | 상정리직결 | 상정리직결 | 은하면 장척리 |  | 홍성읍 | 오관5리 | 미림청솔아파트 | 297 | 686 | 280 | 280 | 280 | 280
| 2 | 오관5리 | 1632 | 1406 | 1291 | 1334 | 1340 | 100 | 100 | 100 | 100 | 100 | 1632 | 1406 | 1291 | 1334 | 1340 | 408 | 408 | 408 | 408 | 408 | 666 | 574 | 527 | 544 | 547 | 홍성1,2 | 홍성1,2 | 홍성3 | 홍성3 |  |  |  | 결성전문농공단지 | 84 | 84 | 84 | 84 | 84 | 결성면 | 은하 | 결성 | 결성면 성곡리 |  | 홍북면 | 이동 | 동진아파트 | 248 | 573 | 234 | 234 | 234 | 234
| 2 | 오관6리 | 502 | 433 | 397 | 410 | 412 | 100 | 100 | 100 | 100 | 100 | 502 | 433 | 397 | 410 | 412 | 408 | 408 | 408 | 408 | 408 | 205 | 177 | 162 | 167 | 168 | 홍성1,2 | 홍성1,2 | 홍성3 | 홍성3 |  |  |  | 은하전문농공단지 | 34 | 34 | 34 | 34 | 34 | 은하면 | 은하 | 은하 | 은하면 화봉리 |  | 홍성읍 | 남장4리 | 주공1차아파트 | 996 | 2301 | 939 | 939 | 939 | 939
| 2 | 오관7리 | 820 | 707 | 649 | 670 | 673 | 100 | 100 | 100 | 100 | 100 | 820 | 707 | 649 | 670 | 673 | 408 | 408 | 408 | 408 | 408 | 335 | 288 | 265 | 273 | 275 | 홍성1,2 | 홍성1,2 | 홍성1,2 | 홍성1,2 |  |  |  | 갈산전문농공단지 | 111 | 111 | 111 | 111 | 111 | 갈산면 | 갈산농공단지 | 갈산농공단지 | 갈산면 취생리 |  | 홍성읍 | 월산4리 | 부영1차아파트 | 684 | 1580 | 645 | 645 | 645 | 645
| 2 | 오관8리 | 1125 | 969 | 890 | 920 | 924 | 100 | 100 | 100 | 100 | 100 | 1125 | 969 | 890 | 920 | 924 | 408 | 408 | 408 | 408 | 408 | 459 | 395 | 363 | 375 | 377 | 홍성1,2 | 홍성1,2 | 홍성1,2 | 홍성1,2 |  |  |  | 광천 김 특화농공단지 | 294 | 294 | 294 | 294 | 294 | 광천읍 | 광천김단지직결 | 광천김단지직결 | 광천읍 벽계리 |  | 홍성읍 | 월산4리 | 부영2차아파트 | 684 | 1580 | 645 | 645 | 645 | 645
| 2 | 오관9리 | 669 | 577 | 529 | 547 | 549 | 100 | 100 | 100 | 100 | 100 | 669 | 577 | 529 | 547 | 549 | 408 | 408 | 408 | 408 | 408 | 273 | 235 | 216 | 223 | 224 | 홍성1,2 | 홍성1,2 | 홍성1,2 | 홍성1,2 |  |  |  | 홍성일반산업단지 | 105 | 1301 | 2497 | 2497 | 2497 | 갈산면 | 갈산산업단지 | 갈산산업단지 | 갈산면 취생리 |  | 홍성읍 | 옥암3리 | 코오롱하늘채 | 569 | 1314 | 536 | 536 | 536 | 536
| 2 | 오관10리 | 2286 | 1970 | 1808 | 1869 | 1877 | 100 | 100 | 100 | 100 | 100 | 2286 | 1970 | 1808 | 1869 | 1877 | 408 | 408 | 408 | 408 | 408 | 933 | 804 | 738 | 763 | 766 | 홍성1,2 | 홍성1,2 | 홍성3 | 홍성3 |  |  |  | 신규 산업단지 |  | 215 | 429 | 429 | 429 | [5 empty] | 홍성읍 | 오관13리 | 세광엔리치 | 430 | 993 | 405 | 405 | 405 | 405
| 2 | 오관11리 | 653 | 563 | 517 | 534 | 536 | 100 | 100 | 100 | 100 | 100 | 653 | 563 | 517 | 534 | 536 | 408 | 408 | 408 | 408 | 408 | 266 | 230 | 211 | 218 | 219 | 홍성1,2 | 홍성1,2 | 홍성3 | 홍성3 |  |  |  | 갈산2전문농공단지 |  | 215 | 429 | 429 | 429 | 갈산면 |  | 갈산2단지 | 갈산면 운곡리 |  | 홍성읍 | 남장4리 | 주공2차아파트 | 468 | 1081 | 441 | 441 | 441 | 441
| 2 | 오관12리 | 1232 | 1062 | 974 | 1007 | 1012 | 100 | 100 | 100 | 100 | 100 | 1232 | 1062 | 974 | 1007 | 1012 | 408 | 408 | 408 | 408 | 408 | 503 | 433 | 397 | 411 | 413 | 홍성1,2 | 홍성1,2 | 홍성3 | 홍성3 | [14 empty] | 홍성읍 | 고암6리 | 신동아파밀리에 | 716 | 1654 | 675 | 675 | 675 | 675
| 2 | 오관13리 | 1309 | 1128 | 1035 | 1070 | 1075 | 100 | 100 | 100 | 100 | 100 | 1309 | 1128 | 1035 | 1070 | 1075 | 408 | 408 | 408 | 408 | 408 | 534 | 460 | 422 | 437 | 439 | 홍성1,2 | 홍성1,2 | 홍성1,2 | 홍성1,2 |  |  | 구 분 |  | 용수수요량 (㎥/일) |  |  |  |  | 비 고 | 배수지 | 배수지2 | 리명칭 |  | 홍성읍 | 남장4리 | 주공3차아파트 | 659 | 1522 | 621 | 621 | 621 | 621
| 1 | 대교리 | 3149 | 2714 | 2491 | 2574 | 2586 | 100% | 100% | 100% | 100% | 100% | 3149 | 2714 | 2491 | 2574 | 2586 | 408 | 408 | 408 | 408 | 408 | 1284 | 1108 | 1016 | 1050 | 1054 | [8 empty] | 2015년 | 2020 | 2025 | 2030 | 2035 | [5 empty] | 홍성읍 | 오관2리 | 신천아파트 가동 | 29 | 67 | 27 | 27 | 27 | 27
| 2 | 대교1 | 1094 | 943 | 865 | 894 | 898 | 100 | 100 | 100 | 100 | 100 | 1094 | 943 | 865 | 894 | 898 | 408 | 408 | 408 | 408 | 408 | 446 | 385 | 353 | 365 | 366 | 세광직결 | 세광직결 | 홍성3 | 홍성3 |  |  | 총계 |  | 1268 | 1814 | 1814 | 1814 | 1814 | [5 empty] | 홍성읍 | 고암4리 | 미주아파트 | 98 | 226 | 92 | 92 | 92 | 92
| 2 | 대교2 | 605 | 521 | 479 | 495 | 497 | 100 | 100 | 100 | 100 | 100 | 605 | 521 | 479 | 495 | 497 | 408 | 408 | 408 | 408 | 408 | 247 | 213 | 195 | 202 | 203 | 세광직결 | 세광직결 | 홍성3 | 홍성3 |  |  | 관광용수 | 계 |  | 546 | 546 | 546 | 546 | [5 empty] | 홍성읍 | 오관2리 | 신천아파트 다동 | 40 | 92 | 38 | 38 | 38 | 38
| 2 | 대교3 | 219 | 189 | 173 | 179 | 180 | 100 | 100 | 100 | 100 | 100 | 219 | 189 | 173 | 179 | 180 | 408 | 408 | 408 | 408 | 408 | 89 | 77 | 71 | 73 | 73 | 세광직결 | 세광직결 | 홍성3 | 홍성3 |  |  |  | 남당관광지 |  | 473 | 473 | 473 | 473 | 서부면 |  | 서부 | 서부면 |  | 홍성읍 | 남장3리 | 거성아파트 B동 | 60 | 139 | 57 | 57 | 57 | 57
| 2 | 대교4 | 1231 | 1061 | 974 | 1006 | 1011 | 100 | 100 | 100 | 100 | 100 | 1231 | 1061 | 974 | 1006 | 1011 | 408 | 408 | 408 | 408 | 408 | 502 | 433 | 397 | 410 | 412 | 홍성1,2 | 홍성1,2 | 홍성3 | 홍성3 |  |  |  | 옥암지구(온천용지) | 73 | 73 | 73 | 73 | 73 | 홍성읍 | 홍성1,2 | 홍성3 | 홍성읍 |  | 홍성읍 | 고암2리 | 신천아파트 라동 | 36 | 83 | 34 | 34 | 34 | 34
| 1 | 소향리 | 889 | 767 | 703 | 727 | 730 | 100% | 100% | 100% | 100% | 100% | 889 | 767 | 703 | 727 | 730 | 408 | 408 | 408 | 408 | 408 | 363 | 312 | 287 | 297 | 298 | [6 empty] | 대학용수 | 계 | 1084 | 1084 | 1084 | 1084 | 1084 | [5 empty] | 홍성읍 | 남장3리 | 미성아파트 | 182 | 420 | 171 | 171 | 171 | 171
| 2 | 소향1 | 524 | 452 | 414 | 428 | 430 | 100 | 100 | 100 | 100 | 100 | 524 | 452 | 414 | 428 | 430 | 408 | 408 | 408 | 408 | 408 | 214 | 184 | 169 | 175 | 175 | 세광직결 | 세광직결 | 홍성3 | 홍성3 |  |  |  | 청운대학교 | 685 | 685 | 685 | 685 | 685 | 홍성읍 | 홍성1,2 | 홍성1,2 | 홍성읍 |  | 홍성읍 | 오관8리 | 우주은하아파트 A동 | 120 | 277 | 113 | 113 | 113 | 113
| 2 | 소향2 | 264 | 228 | 209 | 216 | 217 | 100 | 100 | 100 | 100 | 100 | 264 | 228 | 209 | 216 | 217 | 408 | 408 | 408 | 408 | 408 | 108 | 93 | 85 | 88 | 89 | 세광직결 | 세광직결 | 홍성3 | 홍성3 |  |  |  | 혜전대학교 | 348 | 348 | 348 | 348 | 348 | 홍성읍 | 홍성1,2 | 홍성1,2 | 홍성읍 |  | 홍성읍 | 오관8리 | 우주은하아파트 B동 | 60 | 139 | 57 | 57 | 57 | 57
| 2 | 소향3 | 101 | 87 | 80 | 83 | 83 | 100 | 100 | 100 | 100 | 100 | 101 | 87 | 80 | 83 | 83 | 408 | 408 | 408 | 408 | 408 | 41 | 35 | 33 | 34 | 34 | 세광직결 | 세광직결 | 홍성3 | 홍성3 |  |  |  | 한국폴리텍Ⅳ홍성대학 | 51 | 51 | 51 | 51 | 51 | 홍성읍 | 홍성1,2 | 홍성1,2 | 홍성읍 |  | 홍성읍 | 오관9리 | 태영아파트 | 112 | 259 | 106 | 106 | 106 | 106
| 1 | 월산리 | 5285 | 4555 | 4181 | 4321 | 4341 | 92% | 92% | 92% | 92% | 92% | 4866 | 4195 | 3849 | 3979 | 3997 | 408 | 408 | 408 | 408 | 408 | 1985 | 1711 | 1570 | 1624 | 1631 | [6 empty] | 교도소용수 | 계 | 184 | 184 | 184 | 184 | 184 | [5 empty] | 홍성읍 | 오관2리 | 신천무궁화아파트(나동) | 54 | 125 | 51 | 51 | 51 | 51
| 2 | 월산1 | 394 | 340 | 312 | 322 | 324 | 50 | 50 | 50 | 50 | 50 | 197 | 170 | 156 | 161 | 162 | 408 | 408 | 408 | 408 | 408 | 80 | 69 | 64 | 66 | 66 | 홍성1,2 | 홍성1,2 | 홍성3 | 홍성3 |  |  |  | 홍성교도소 | 184 | 184 | 184 | 184 | 184 | 홍성읍 | 홍성1,2 | 홍성1,2 | 홍성읍 |  | 홍성읍 | 월산4리 | 렉시움아파트 | 32 | 74 | 30 | 30 | 30 | 30
| 2 | 월산2 | 366 | 315 | 290 | 299 | 301 | 50 | 50 | 50 | 50 | 50 | 183 | 158 | 145 | 150 | 151 | 408 | 408 | 408 | 408 | 408 | 75 | 64 | 59 | 61 | 62 | 홍성1,2 | 홍성1,2 | 홍성3 | 홍성3
| 2 | 월산3 | 775 | 668 | 613 | 634 | 636 | 95 | 95 | 95 | 95 | 95 | 736 | 635 | 582 | 602 | 604 | 408 | 408 | 408 | 408 | 408 | 300 | 259 | 237 | 246 | 246 | 홍성1,2 | 홍성1,2 | 홍성3 | 홍성3 |  |  | 배수지별 총 용수량
| 2 | 월산4 | 3750 | 3232 | 2966 | 3066 | 3080 | 100 | 100 | 100 | 100 | 100 | 3750 | 3232 | 2966 | 3066 | 3080 | 408 | 408 | 408 | 408 | 408 | 1530 | 1319 | 1210 | 1251 | 1257 | 홍성1,2 | 홍성1,2 | 홍성3 | 홍성3 |  |  | 구분 |  | 2015 | 2020 | 2025 | 2030 | 2035 | 비고
| 1 | 옥암리 | 3858 | 4182 | 3910 | 4013 | 4026 | 94% | 94% | 94% | 94% | 94% | 3633 | 3945 | 3689 | 3785 | 3798 | 408 | 408 | 408 | 408 | 408 | 1482 | 1609 | 1505 | 1545 | 1550 | [6 empty] | 총용수량 | 홍성1,2 | 16079 | 15578 | 7667 | 7845 | 7871
| 2 | 옥암1 | 172 | 148 | 136 | 141 | 141 | 90 | 90 | 90 | 90 | 90 | 155 | 133 | 122 | 127 | 127 | 408 | 408 | 408 | 408 | 408 | 63 | 54 | 50 | 52 | 52 | 홍성1,2 | 홍성1,2 | 홍성3 | 홍성3
| 2 | 옥암2 | 1517 | 1307 | 1200 | 1240 | 1246 | 95 | 95 | 95 | 95 | 95 | 1441 | 1242 | 1140 | 1178 | 1184 | 408 | 408 | 408 | 408 | 408 | 588 | 507 | 465 | 481 | 483 | 홍성1,2 | 홍성1,2 | 홍성3 | 홍성3 |  |  |  | 청광직결 | 170 | 0 | 0 | 0 | 0
| 2 | 옥암3 | 485 | 418 | 384 | 397 | 398 | 90 | 90 | 90 | 90 | 90 | 437 | 376 | 346 | 357 | 358 | 408 | 408 | 408 | 408 | 408 | 178 | 153 | 141 | 146 | 146 | 홍성1,2 | 홍성1,2 | 홍성3 | 홍성3 |  |  |  | 세광직결 | 1632 | 1406 | 0 | 0 | 0
| 2 | 옥암4 | 1684 | 2309 | 2190 | 2235 | 2241 | 95 | 95 | 95 | 95 | 95 | 1600 | 2194 | 2081 | 2123 | 2129 | 408 | 408 | 408 | 408 | 408 | 653 | 895 | 849 | 866 | 869 | 홍성1,2 | 홍성1,2 | 홍성3 | 홍성3 |  |  |  | 홍성3 | 0 | 0 | 8179 | 8441 | 8477
| 1 | 남장리 | 8800 | 9900 | 9276 | 9510 | 9542 | 99% | 99% | 99% | 99% | 99% | 8730 | 9840 | 9221 | 9454 | 9486 | 408 | 408 | 408 | 408 | 408 | 3563 | 4015 | 3762 | 3856 | 3870 | [7 empty] | 홍동 | 210 | 214 | 252 | 260 | 260
| 2 | 남장1 | 595 | 513 | 471 | 486 | 489 | 95 | 95 | 95 | 95 | 95 | 565 | 487 | 447 | 462 | 465 | 408 | 408 | 408 | 408 | 408 | 231 | 199 | 182 | 188 | 190 | 홍성1,2 | 홍성1,2 | 홍성1,2 | 홍성1,2 |  |  |  | 계 | 18091 | 17198 | 16098 | 16546 | 16608
| 2 | 남장2 | 792 | 683 | 626 | 648 | 650 | 95 | 95 | 95 | 95 | 95 | 752 | 649 | 595 | 616 | 618 | 408 | 408 | 408 | 408 | 408 | 307 | 265 | 243 | 251 | 252 | 홍성1,2 | 홍성1,2 | 홍성1,2 | 홍성1,2 |  |  | 생활용수 | 홍성1,2 | 14738 | 14237 | 6399 | 6577 | 6603
| 2 | 남장3 | 1896 | 1634 | 1500 | 1550 | 1557 | 100 | 100 | 100 | 100 | 100 | 1896 | 1634 | 1500 | 1550 | 1557 | 408 | 408 | 408 | 408 | 408 | 774 | 667 | 612 | 632 | 635 | 홍성1,2 | 홍성1,2 | 홍성1,2 | 홍성1,2
| 2 | 남장4 | 2627 | 4579 | 4393 | 4463 | 4472 | 100 | 100 | 100 | 100 | 100 | 2627 | 4579 | 4393 | 4463 | 4472 | 408 | 408 | 408 | 408 | 408 | 1072 | 1868 | 1792 | 1821 | 1825 | 홍성1,2 | 홍성1,2 | 홍성1,2 | 홍성1,2 |  |  |  | 청광직결 | 170 | 0 | 0 | 0 | 0
| 2 | 남장5 | 1484 | 1279 | 1174 | 1213 | 1219 | 100 | 100 | 100 | 100 | 100 | 1484 | 1279 | 1174 | 1213 | 1219 | 408 | 408 | 408 | 408 | 408 | 605 | 522 | 479 | 495 | 497 | 홍성1,2 | 홍성1,2 | 홍성1,2 | 홍성1,2 |  |  |  | 세광직결 | 1632 | 1406 | 0 | 0 | 0
| 2 | 남장6 | 1406 | 1212 | 1112 | 1150 | 1155 | 100 | 100 | 100 | 100 | 100 | 1406 | 1212 | 1112 | 1150 | 1155 | 408 | 408 | 408 | 408 | 408 | 574 | 494 | 454 | 469 | 471 | 홍성1,2 | 홍성1,2 | 홍성1,2 | 홍성1,2 |  |  |  | 홍성3 | 0 | 0 | 8106 | 8368 | 8404
| 1 | 학계리 | 579 | 499 | 458 | 474 | 476 | 72% | 72% | 90% | 90% | 90% | 416 | 358 | 412 | 427 | 429 | 408 | 408 | 408 | 408 | 408 | 170 | 146 | 168 | 175 | 175 | [7 empty] | 홍동 | 210 | 214 | 252 | 260 | 260
| 2 | 학계1 | 478 | 412 | 378 | 391 | 393 | 68 | 68 | 90 | 90 | 90 | 325 | 280 | 340 | 352 | 354 | 408 | 408 | 408 | 408 | 408 | 133 | 114 | 104 | 108 | 108 | 청광직결 | 홍성1,2 | 홍성1,2 | 홍성1,2 |  |  |  | 계 | 16750 | 15857 | 14757 | 15205 | 15267
| 2 | 학계1 | 일최대급수량 2025년: 35; 일최대급수량 2030년: 36; 일최대급수량 2035년: 36 |  |  | 홍동 | 홍동 |  |  | 공업용수(정수) | 홍성1,2 | 0 | 0 | 0 | 0 | 0 | 홍성읍
| 2 | 학계2 | 101 | 87 | 80 | 83 | 83 | 90 | 90 | 90 | 90 | 90 | 91 | 78 | 72 | 75 | 75 | 408 | 408 | 408 | 408 | 408 | 37 | 32 | 29 | 31 | 31 | 청광직결 | 홍동 | 홍동 | 홍동 | [9 empty] | 홍성읍
| 1 | 신성리 | 94 | 81 | 74 | 77 | 77 | 96% | 95% | 95% | 95% | 95% | 90 | 77 | 70 | 73 | 73 | 408 | 408 | 408 | 408 | 408 | 37 | 31 | 29 | 30 | 30 | [7 empty] | 청광직결 | 0 | 0 | 0 | 0 | 0 | 홍성읍
| 2 | 신성 | 94 | 81 | 74 | 77 | 77 | 95 | 95 | 95 | 95 | 95 | 90 | 77 | 70 | 73 | 73 | 408 | 408 | 408 | 408 | 408 | 37 | 31 | 29 | 30 | 30 | 홍동 | 홍동 | 홍동 | 홍동 |  |  |  | 세광직결 | 0 | 0 | 0 | 0 | 0 | 홍성읍
| 1 | 송월리 | 170 | 146 | 134 | 139 | 140 | 90% | 90% | 90% | 90% | 90% | 153 | 131 | 121 | 125 | 126 | 408 | 408 | 408 | 408 | 408 | 62 | 53 | 49 | 51 | 51 | [7 empty] | 홍성3 | 0 | 0 | 0 | 0 | 0 | 홍성읍
| 2 | 송월 | 170 | 146 | 134 | 139 | 140 | 90 | 90 | 90 | 90 | 90 | 153 | 131 | 121 | 125 | 126 | 408 | 408 | 408 | 408 | 408 | 62 | 53 | 49 | 51 | 51 | 홍동 | 홍동 | 홍동 | 홍동 |  |  |  | 홍동 | 0 | 0 | 0 | 0 | 0 | 홍성읍
| 1 | 고암리 | 4494 | 4228 | 3912 | 4029 | 4047 | 96% | 97% | 100% | 100% | 100% | 4325 | 4082 | 3905 | 4022 | 4040 | 408 | 408 | 408 | 408 | 408 | 1764 | 1666 | 1593 | 1641 | 1649 | [7 empty] | 계 | 0 | 0 | 0 | 0 | 0
| 2 | 고암1 | 135 | 193 | 184 | 187 | 188 | 100 | 100 | 100 | 100 | 100 | 135 | 193 | 184 | 187 | 188 | 408 | 408 | 408 | 408 | 408 | 55 | 79 | 75 | 76 | 77 | 홍성1,2 | 홍성1,2 | 홍성1,2 | 홍성1,2 |  |  | 기타용수 | 홍성1,2 | 1341 | 1341 | 1268 | 1268 | 1268 | 홍성읍
| 2 | 고암2 | 1025 | 883 | 811 | 838 | 842 | 100 | 100 | 100 | 100 | 100 | 1025 | 883 | 811 | 838 | 842 | 408 | 408 | 408 | 408 | 408 | 418 | 360 | 331 | 342 | 344 | 홍성1,2 | 홍성1,2 | 홍성1,2 | 홍성1,2 | [9 empty] | 홍성읍
| 2 | 고암3 | 673 | 580 | 532 | 550 | 553 | 100 | 100 | 100 | 100 | 100 | 673 | 580 | 532 | 550 | 553 | 408 | 408 | 408 | 408 | 408 | 275 | 237 | 217 | 224 | 226 | 홍성1,2 | 홍성1,2 | 홍성3 | 홍성3 |  |  |  | 청광직결 | 0 | 0 | 0 | 0 | 0 | 홍성읍
| 2 | 고암4 | 273 | 235 | 216 | 223 | 224 | 100 | 100 | 100 | 100 | 100 | 273 | 235 | 216 | 223 | 224 | 408 | 408 | 408 | 408 | 408 | 111 | 96 | 88 | 91 | 91 | 홍성1,2 | 홍성1,2 | 홍성3 | 홍성3 |  |  |  | 세광직결 | 0 | 0 | 0 | 0 | 0 | 홍성읍
| 2 | 고암5 | 169 | 146 | 134 | 138 | 139 | 0 | 0 | 95 | 95 | 95 | 0 | 0 | 127 | 131 | 132 | 408 | 408 | 408 | 408 | 408 | 0 | 0 | 31 | 32 | 32 |  |  | 홍성1,2 | 홍성1,2 |  |  |  | 홍성3 | 0 | 0 | 73 | 73 | 73 | 홍성읍
| 2 | 고암5 | 일최대급수량 2015년: 0; 일최대급수량 2020년: 0; 일최대급수량 2025년: 21; 일최대급수량 2030년: 21; 일최대급수량 2035년: 22 |  |  | 홍동 | 홍동
| 2 | 고암6 | 2219 | 2191 | 2035 | 2093 | 2101 | 100 | 100 | 100 | 100 | 100 | 2219 | 2191 | 2035 | 2093 | 2101 | 408 | 408 | 408 | 408 | 408 | 905 | 894 | 830 | 855 | 857 | 홍성1,2 | 홍성1,2 | 홍성1,2 | 홍성1,2 |  |  |  | 홍동 | 0 | 0 | 0 | 0 | 0 | 홍성읍
| 1 | 내법리 | 1482 | 1276 | 1172 | 1212 | 1218 | 90% | 90% | 90% | 90% | 90% | 1335 | 1149 | 1055 | 1091 | 1096 | 408 | 408 | 408 | 408 | 408 | 545 | 469 | 431 | 446 | 447 | [7 empty] | 계 | 1341 | 1341 | 1341 | 1341 | 1341
| 2 | 법수 | 1325 | 1142 | 1048 | 1083 | 1089 | 90 | 90 | 90 | 90 | 90 | 1193 | 1028 | 943 | 975 | 980 | 408 | 408 | 408 | 408 | 408 | 487 | 419 | 385 | 399 | 400 | 세광직결 | 세광직결 | 홍성3 | 홍성3
| 2 | 내기 | 157 | 134 | 124 | 129 | 129 | 90 | 90 | 90 | 90 | 90 | 142 | 121 | 112 | 116 | 116 | 408 | 408 | 408 | 408 | 408 | 58 | 50 | 46 | 47 | 47 | 홍성1,2 | 홍성1,2 | 홍성3 | 홍성3
| 1 | 구룡리 | 306 | 261 | 240 | 252 | 249 | 90% | 90% | 90% | 90% | 90% | 276 | 235 | 216 | 227 | 224 | 408 | 408 | 408 | 408 | 408 | 111 | 98 | 89 | 91 | 90
| 2 | 동구 | 193 | 165 | 152 | 159 | 157 | 90 | 90 | 90 | 90 | 90 | 174 | 149 | 137 | 143 | 141 | 408 | 408 | 408 | 408 | 408 | 70 | 62 | 56 | 58 | 57 | 홍동 | 홍동 | 홍동 | 홍동 |  | 41 | 67
| 2 | 서구 | 113 | 96 | 88 | 93 | 92 | 90 | 90 | 90 | 90 | 90 | 102 | 86 | 79 | 84 | 83 | 408 | 408 | 408 | 408 | 408 | 41 | 36 | 33 | 33 | 33 | 홍동 | 홍동 | 홍동 | 홍동 |  | 26
| 1 | 합계 | 42299 | 39980 | 36987 | 38112 | 38265 | 97.1 | 97.2 | 97.8 | 97.8 | 97.8 | 41055 | 38864 | 36168 | 37268 | 37418 | 408 | 408 | 408 | 408 | 408 | 16750 | 15857 | 14757 | 15205 | 15267 | [6 empty] | 0.61194
|  |  | 계획인구 2020년: TRUE; 계획인구 2025년: TRUE; 계획인구 2030년: TRUE; 계획인구 2035년: TRUE; 급수보급율 2015년: 96.4; 일최대급수량 2015년: 16750; 일최대급수량 2020년: 15857; 일최대급수량 2025년: 14757; 일최대급수량 2030년: 15205; 일최대급수량 2035년: 15267 | [6 empty] | 0.38806
[22 empty] | 구분 | 일최대 급수량
[22 empty] | 광천읍 |  | 2020년 | 2025년 | 2030년 | 2035년
[24 empty] | 15857 | 14757 | 15205 | 15267
[24 empty] | TRUE | TRUE | TRUE | TRUE
[23 empty] | TRUE | TRUE | TRUE | TRUE | TRUE
|  |  |  | 1단계 | 2단계 | 3단계 | 4단계
|  | 계 | 계획인구 2020년: 39980; 계획인구 2025년: 36987; 계획인구 2030년: 38112; 계획인구 2035년: 38265
|  | 자연적인구 | 계획인구 2020년: 36451; 계획인구 2025년: 33458; 계획인구 2030년: 34583; 계획인구 2035년: 34736
[12 empty] | 용수량 |  |  |  |  | 격점
|  | 사회적인구 | 계획인구 2020년: 1단계; 계획인구 2025년: 2단계; 계획인구 2030년: 3단계; 계획인구 2035년: 4단계; 급수보급율 2015년: 비고; 급수보급율 2035년: 2020; 급수인구 2015년: 2025; 급수인구 2020년: 2030; 급수인구 2025년: 2035
|  |  | 옥암지구 | 858 | 858 | 858 | 858 | 홍성읍 옥암리 187 |  |  |  | 350 | 350 | 350 | 350 |  | 4314 | 4343 | 4640 | 4641 | 4642 | 4643 | 4644 | 4645 | 4646 | 4647 | 4648 | 4649 | 4650 | 4651 | 4652 | 4653 | 4654 | 4655 | 4656 | 4657 | 4658 | 4659 | 4660 | 4661 | 4662 | 4663 | 4664 | 4665 | 4666 | 4667 | 4668 | 4669 | 4670 | 4671 | 4672 | 4673 | 4674 | 4675
|  |  | 오관구역 | 0 | 0 | 0 | 0 | 홍성읍 오관리 477-1 |  |  |  | 0 | 0 | 0 | 0 |  | 4428 | 4447 | 4449 | 4450 | 4451 | 4452 | 4453 | 4454
|  |  | 남장지구 | 2315 | 2315 | 2315 | 2315 | 홍성읍 남장리 591 |  |  |  | 945 | 945 | 945 | 945 |  | 4314 4428: 4519
|  |  | 역재방죽지구 | 279 | 279 | 279 | 279 | 홍성읍 고암리 668 |  |  |  | 114 | 114 | 114 | 114 |  | 4482 | 4539 | 4540 | 4542 | 4543 | 4544 | 4545 | 4546 | 4547 | 4548 | 4549 | 4550 | 4551 | 4552 | 4554 | 4563 | 4564 | 4565 | 4601 | 4602 | 4603 | 4604 | 4605 | 4606 | 4607 | 4608 | 4609 | 4610 | 4611 | 4612 | 4613 | 4614 | 4615 | 4616 | 4617 | 4618 | 4619 | 4620 | 4621 | 4622 | 4623 | 4624 | 4625 | 4626 | 4627 | 4628 | 4629 | 4630 | 4631 | 4632 | 4633 | 4634 | 4635 | 4636 | 4637 | 4638
|  |  | 홍성역세권 도시개발사업 | 77 | 77 | 77 | 77
|  |  | 계 | 3529 | 3529 | 3529 | 3529
|  |  | #REF! | #REF! | #REF! | #REF! | #REF! | #REF!
|  |  | #REF! | #REF! | #REF! | #REF! | #REF! | 0
|  |  | #REF! | #REF! | #REF! | #REF! | #REF! | 0
|  |  | #REF! | #REF! | #REF! | #REF! | #REF! | 0
|  |  | #REF! | #REF! | #REF! | #REF! | #REF! | 0
|  |  | #REF! | #REF! | #REF! | #REF! | #REF! | 0
|  |  | #REF! | #REF! | #REF! | #REF! | #REF! | 0
|  |  | #REF! | #REF! | #REF! | #REF! | #REF! | 0
|  |  | #REF! | #REF! | #REF! | #REF! | #REF! | 0
|  |  | #REF! | #REF! | #REF! | #REF! | #REF! | 0
|  |  | #REF! | #REF! | #REF! | #REF! | #REF! | 0
|  |  | #REF! | #REF! | #REF! | #REF! | #REF! | 0
|  |  | #REF! | #REF! | #REF! | #REF! | #REF! | 0
|  |  | #REF! | #REF! | #REF! | #REF! | #REF! | 0
|  |  | #REF! | #REF! | #REF! | #REF! | #REF! | 0
|  |  | #REF! | #REF! | #REF! | #REF! | #REF! | 0
|  |  | #REF! | #REF! | #REF! | #REF! | #REF! | 0
|  |  | #REF! | #REF! | #REF! | #REF! | #REF! | 0
|  |  | #REF! | #REF! | #REF! | #REF! | #REF! | 0
|  |  | #REF! | #REF! | #REF! | #REF! | #REF! | 0
|  |  | #REF! | #REF! | #REF! | #REF! | #REF! | 0
|  |  | #REF! | #REF! | #REF! | #REF! | #REF! | 0
|  |  | #REF! | #REF! | #REF! | #REF! | #REF! | 0
|  |  | #REF! | #REF! | #REF! | #REF! | #REF! | 4657
|  |  | #REF! | #REF! | #REF! | #REF! | #REF! | 0
Note on C14: 오관구역(홍성3)
Note on C36: 옥암지구(홍성3)
Note on X58: 홍동,홍성겹침 홍성엔 60%홍동엔40%적용
Note on Z46: 홍동,홍성겹침 홍성엔 75%홍동엔25%적용
Note on AA46: 홍동,홍성겹침 홍성엔 75%홍동엔25%적용
Note on AB46: 홍동,홍성겹침 홍성엔 75%홍동엔25%적용

## 광천읍
■ 광천읍 보급율 및 급수인구
읍면동 | 1 | 리구분 | 계획인구 |  |  |  |  | 급수보급율 |  |  |  |  | 급수인구 |  |  |  |  | 일최대원단위 |  |  |  |  | 일최대급수량 |  |  |  |  | 급수분구명(기존) | 급수분구명(1단계) | 급수분구명(2단계) | 급수분구명(3단계) | 구 분 |  | 사용량(㎥/일) |  |  |  |  | 비 고 | 배수지 | 배수지2 | 리명칭
| 1 |  | 2015년 | 2020년 | 2025년 | 2030년 | 2035년 | 2015년 | 2020년 | 2025년 | 2030년 | 2035년 | 2015년 | 2020년 | 2025년 | 2030년 | 2035년 | 2015년 | 2020년 | 2025년 | 2030년 | 2035년 | 2015년 | 2020년 | 2025년 | 2030년 | 2035년 | [6 empty] | 2015년 | 2020 | 2025 | 2030 | 2035
광천읍 | 1 | 신진리 | 3847 | 3691 | 3478 | 3318 | 3212 | 99% | 99% | 99% | 99% | 99% | 3827 | 3672 | 3460 | 3301 | 3195 | 408 | 408 | 408 | 408 | 408 | 1561 | 1499 | 1413 | 1346 | 1303 |  |  |  |  | 공업용 정수 사용량 | 계 | 3403 | 3609 | 5019 | 5019 | 5019
| 2 | 신진 1 | 270 | 259 | 244 | 233 | 225 | 100 | 100 | 100 | 100 | 100 | 270 | 259 | 244 | 233 | 225 | 408 | 408 | 408 | 408 | 408 | 110 | 106 | 100 | 95 | 92 | 광천 | 광천 | 광천 | 광천 |  | 기존 산업단지 | 3403 | 3394 | 4590 | 4590 | 4590
| 2 | 신진 2 | 723 | 694 | 654 | 624 | 604 | 100 | 100 | 100 | 100 | 100 | 723 | 694 | 654 | 624 | 604 | 408 | 408 | 408 | 408 | 408 | 295 | 283 | 267 | 255 | 246 | 광천 | 광천 | 광천 | 광천 |  | 구항농공단지 | 1231 | 1231 | 1231 | 1231 | 1231 | 구항면 | 청광직결 | 구항(신) | 구항면 청광리
| 2 | 용 두 | 375 | 360 | 339 | 323 | 313 | 100 | 100 | 100 | 100 | 100 | 375 | 360 | 339 | 323 | 313 | 408 | 408 | 408 | 408 | 408 | 153 | 147 | 138 | 132 | 128 | 광천 | 광천 | 광천 | 광천 |  | 광천농공단지 | [5 empty] | 광천읍 | 홍동 | 홍동 | 광천읍 신진리
| 2 | 장 현 | 979 | 939 | 885 | 844 | 817 | 100 | 100 | 100 | 100 | 100 | 979 | 939 | 885 | 844 | 817 | 408 | 408 | 408 | 408 | 408 | 399 | 383 | 361 | 344 | 333 | 광천 | 광천 | 광천 | 광천 |  | 은하농공단지 | 339 | 339 | 339 | 339 | 339 | 은하면 | 상정리직결 | 상정리직결 | 은하면 장척리
| 2 | 송 우 | 606 | 581 | 548 | 523 | 506 | 100 | 100 | 100 | 100 | 100 | 606 | 581 | 548 | 523 | 506 | 408 | 408 | 408 | 408 | 408 | 247 | 237 | 224 | 213 | 206 | 광천 | 광천 | 광천 | 광천 |  | 결성전문농공단지 | 84 | 84 | 84 | 84 | 84 | 결성면 | 은하 | 결성 | 결성면 성곡리
| 2 | 다 진 | 492 | 472 | 445 | 424 | 411 | 100 | 100 | 100 | 100 | 100 | 492 | 472 | 445 | 424 | 411 | 408 | 408 | 408 | 408 | 408 | 201 | 193 | 182 | 173 | 168 | 광천 | 광천 | 광천 | 광천 |  | 은하전문농공단지 | 34 | 34 | 34 | 34 | 34 | 은하면 | 은하 | 은하 | 은하면 화봉리
| 2 | 신 촌 | 402 | 386 | 363 | 347 | 336 | 95 | 95 | 95 | 95 | 95 | 382 | 367 | 345 | 330 | 319 | 408 | 408 | 408 | 408 | 408 | 140 | 135 | 127 | 121 | 117 | 광천 | 광천 | 광천 | 광천 |  | 갈산전문농공단지 | 111 | 111 | 111 | 111 | 111 | 갈산면 | 갈산농공단지 | 갈산농공단지 | 갈산면 취생리
| 2 | 신 촌 | 일최대급수량 2015년: 16; 일최대급수량 2020년: 15; 일최대급수량 2025년: 14; 일최대급수량 2030년: 13; 일최대급수량 2035년: 13 | 홍동 | 홍동 | 홍동 | 홍동 |  | 광천 김 특화농공단지 | 294 | 294 | 294 | 294 | 294 | 광천읍 | 광천김단지직결 | 광천김단지직결 | 광천읍 벽계리
| 1 | 광천리 | 2807 | 2693 | 2537 | 2422 | 2343 | 100% | 100% | 100% | 100% | 100% | 2807 | 2693 | 2537 | 2422 | 2343 | 408 | 408 | 408 | 408 | 408 | 1144 | 1099 | 1036 | 988 | 956 | [5 empty] | 홍성일반산업단지 | 105 | 1301 | 2497 | 2497 | 2497 | 갈산면 | 갈산산업단지 | 갈산산업단지 | 갈산면 취생리
| 2 | 신랑 1 | 393 | 377 | 355 | 339 | 328 | 100 | 100 | 100 | 100 | 100 | 393 | 377 | 355 | 339 | 328 | 408 | 408 | 408 | 408 | 408 | 160 | 154 | 145 | 138 | 134 | [5 empty] | 신규 산업단지 |  | 215 | 429 | 429 | 429
| 2 | 신랑 2 | 1094 | 1050 | 989 | 944 | 913 | 100 | 100 | 100 | 100 | 100 | 1094 | 1050 | 989 | 944 | 913 | 408 | 408 | 408 | 408 | 408 | 446 | 428 | 404 | 385 | 373 | [5 empty] | 갈산2전문농공단지 |  | 215 | 429 | 429 | 429 | 갈산면 |  | 갈산2단지 | 갈산면 운곡리
| 2 | 원 동 | 408 | 391 | 369 | 352 | 341 | 100 | 100 | 100 | 100 | 100 | 408 | 391 | 369 | 352 | 341 | 408 | 408 | 408 | 408 | 408 | 166 | 160 | 151 | 144 | 139
| 2 | 신 동 | 912 | 875 | 824 | 787 | 761 | 100 | 100 | 100 | 100 | 100 | 912 | 875 | 824 | 787 | 761 | 408 | 408 | 408 | 408 | 408 | 372 | 357 | 336 | 321 | 310 |  |  |  |  | 구 분 |  | 용수수요량 (㎥/일) |  |  |  |  | 비 고 | 배수지 | 배수지2 | 리명칭
|  |  | 일최대급수량 2015년: 858; 일최대급수량 2020년: 824; 일최대급수량 2025년: 777; 일최대급수량 2030년: 741; 일최대급수량 2035년: 717 | 광천 | 광천 | 광천 | 광천
|  |  | 일최대급수량 2015년: 286; 일최대급수량 2020년: 275; 일최대급수량 2025년: 259; 일최대급수량 2030년: 247; 일최대급수량 2035년: 239 | 광천중담직결 | 광천중담직결 | 광천중담직결 | 광천중담직결
| 1 | 담산리 | 431 | 414 | 390 | 371 | 360 | 85% | 85% | 85% | 85% | 85% | 366 | 353 | 332 | 316 | 306 | 408 | 408 | 408 | 408 | 408 | 149 | 144 | 135 | 129 | 125 | [6 empty] | 2015년 | 2020 | 2025 | 2030 | 2035
| 2 | 상 담 | 128 | 123 | 116 | 110 | 107 | 85 | 85 | 85 | 85 | 85 | 109 | 105 | 99 | 94 | 91 | 408 | 408 | 408 | 408 | 408 | 44 | 43 | 40 | 38 | 37 | 광천중담직결 | 광천중담직결 | 광천중담직결 | 광천중담직결 | 총계 |  | 1268 | 1814 | 1814 | 1814 | 1814
| 2 | 중 담 | 86 | 83 | 78 | 74 | 72 | 85 | 85 | 85 | 85 | 85 | 73 | 71 | 66 | 63 | 61 | 408 | 408 | 408 | 408 | 408 | 30 | 29 | 27 | 26 | 25 | 광천중담직결 | 광천중담직결 | 광천중담직결 | 광천중담직결 | 관광용수 | 계 |  | 546 | 546 | 546 | 546
| 2 | 하 담 | 217 | 208 | 196 | 187 | 181 | 85 | 85 | 85 | 85 | 85 | 184 | 177 | 167 | 159 | 154 | 408 | 408 | 408 | 408 | 408 | 75 | 72 | 68 | 65 | 63 | 광천중담직결 | 광천중담직결 | 광천중담직결 | 광천중담직결 |  | 남당관광지 |  | 473 | 473 | 473 | 473 | 서부면 |  | 서부 | 서부면
| 1 | 가정리 | 243 | 233 | 220 | 210 | 203 | 85% | 85% | 85% | 85% | 85% | 206 | 198 | 187 | 178 | 173 | 408 | 408 | 408 | 408 | 408 | 84 | 81 | 76 | 72 | 71 | [5 empty] | 옥암지구(온천용지) | 73 | 73 | 73 | 73 | 73 | 홍성읍 | 홍성1 | 홍성1 | 홍성읍
| 2 | 가 정 | 105 | 101 | 95 | 91 | 88 | 85 | 85 | 85 | 85 | 85 | 89 | 86 | 81 | 77 | 75 | 408 | 408 | 408 | 408 | 408 | 36 | 35 | 33 | 31 | 31 | 홍동 | 홍동 | 홍동 | 홍동 | 대학용수 | 계 | 1084 | 1084 | 1084 | 1084 | 1084
| 2 | 시 곡 | 138 | 132 | 125 | 119 | 115 | 85 | 85 | 85 | 85 | 85 | 117 | 112 | 106 | 101 | 98 | 408 | 408 | 408 | 408 | 408 | 48 | 46 | 43 | 41 | 40 | 홍동 | 홍동 | 홍동 | 홍동 |  | 청운대학교 | 685 | 685 | 685 | 685 | 685 | 홍성읍 | 홍성1 | 홍성1 | 홍성읍
| 1 | 내죽리 | 275 | 264 | 248 | 237 | 230 | 85% | 85% | 85% | 85% | 85% | 234 | 224 | 211 | 202 | 195 | 408 | 408 | 408 | 408 | 408 | 95 | 92 | 86 | 82 | 80 | [5 empty] | 혜전대학교 | 348 | 348 | 348 | 348 | 348 | 홍성읍 | 홍성1 | 홍성1 | 홍성읍
| 2 | 내 죽 | 165 | 158 | 149 | 142 | 138 | 85 | 85 | 85 | 85 | 85 | 140 | 134 | 127 | 121 | 117 | 408 | 408 | 408 | 408 | 408 | 57 | 55 | 52 | 49 | 48 | 홍동 | 홍동 | 홍동 | 홍동 |  | 한국폴리텍Ⅳ홍성대학 | 51 | 51 | 51 | 51 | 51 | 홍성읍 | 홍성1 | 홍성1 | 홍성읍
| 2 | 죽 전 | 110 | 106 | 99 | 95 | 92 | 85 | 85 | 85 | 85 | 85 | 94 | 90 | 84 | 81 | 78 | 408 | 408 | 408 | 408 | 408 | 38 | 37 | 34 | 33 | 32 | 홍동 | 홍동 | 홍동 | 홍동 | 교도소용수 | 계 | 184 | 184 | 184 | 184 | 184
| 1 | 소암리 | 294 | 282 | 266 | 254 | 246 | 95% | 95% | 95% | 95% | 95% | 279 | 267 | 253 | 241 | 234 | 408 | 408 | 408 | 408 | 408 | 114 | 109 | 103 | 99 | 96 | [5 empty] | 홍성교도소 | 184 | 184 | 184 | 184 | 184 | 홍성읍 | 홍성1 | 홍성1 | 홍성읍
| 2 | 소 용 | 116 | 111 | 105 | 100 | 97 | 95 | 95 | 95 | 95 | 95 | 110 | 105 | 100 | 95 | 92 | 408 | 408 | 408 | 408 | 408 | 45 | 43 | 41 | 39 | 38 | 광천 | 광천 | 광천 | 광천
| 2 | 소 암 | 178 | 171 | 161 | 154 | 149 | 95 | 95 | 95 | 95 | 95 | 169 | 162 | 153 | 146 | 142 | 408 | 408 | 408 | 408 | 408 | 69 | 66 | 62 | 60 | 58 | 홍동 | 홍동 | 홍동 | 홍동 | 배수지별 총 용수량
| 1 | 매현리 | 156 | 149 | 141 | 135 | 130 | 85% | 85% | 85% | 84% | 85% | 133 | 126 | 120 | 114 | 111 | 408 | 408 | 408 | 408 | 408 | 54 | 51 | 49 | 47 | 46 |  |  |  |  | 구분 |  | 2015 | 2020 | 2025 | 2030 | 2035 | 비고
| 2 | 매 현 | 67 | 64 | 61 | 58 | 56 | 85 | 85 | 85 | 85 | 85 | 57 | 54 | 52 | 49 | 48 | 408 | 408 | 408 | 408 | 408 | 23 | 22 | 21 | 20 | 20 | 홍동 | 홍동 | 홍동 | 홍동 | 총용수량 | 광천 | 2690 | 2582 | 2433 | 2321 | 2247
| 2 | 하 리 | 89 | 85 | 80 | 77 | 74 | 85 | 85 | 85 | 85 | 85 | 76 | 72 | 68 | 65 | 63 | 408 | 408 | 408 | 408 | 408 | 31 | 29 | 28 | 27 | 26 | 홍동 | 홍동 | 홍동 | 홍동 |  | 홍동 | 565 | 538 | 509 | 486 | 470
| 1 | 벽계리 | 317 | 304 | 286 | 273 | 265 | 65% | 72% | 72% | 73% | 72% | 206 | 219 | 205 | 198 | 192 | 408 | 408 | 408 | 408 | 408 | 84 | 90 | 84 | 81 | 78 | [5 empty] | 광천김단지직결 | 354 | 352 | 348 | 346 | 344
| 2 | 선 암 | 27 | 26 | 24 | 23 | 23 | 0 | 85 | 85 | 85 | 85 | 0 | 22 | 20 | 20 | 20 | 408 | 408 | 408 | 408 | 408 | 0 | 9 | 8 | 8 | 8 |  | 구항(신) | 구항(신) | 구항(신) |  | 상정리직결 | 182 | 175 | 164 | 157 | 152
| 2 | 벽 계 | 117 | 112 | 106 | 101 | 98 | 50 | 50 | 50 | 50 | 50 | 59 | 56 | 53 | 51 | 49 | 408 | 408 | 408 | 408 | 408 | 24 | 23 | 22 | 21 | 20 | 청광직결 | 구항(신) | 구항(신) | 구항(신) |  | 광천중담직결 | 435 | 419 | 394 | 376 | 364
| 2 | 둔 전 | 42 | 40 | 38 | 36 | 35 | 85 | 85 | 85 | 85 | 85 | 36 | 34 | 32 | 31 | 30 | 408 | 408 | 408 | 408 | 408 | 15 | 14 | 13 | 13 | 12 | 광천김단지직결 | 광천김단지직결 | 광천김단지직결 | 광천김단지직결 |  | 청광직결 | 24 | 0 | 0 | 0 | 0
| 2 | 백 동 | 131 | 126 | 118 | 113 | 109 | 85 | 85 | 85 | 85 | 85 | 111 | 107 | 100 | 96 | 93 | 408 | 408 | 408 | 408 | 408 | 45 | 44 | 41 | 39 | 38 | 광천김단지직결 | 광천김단지직결 | 광천김단지직결 | 광천김단지직결 |  | 구항(신) | 0 | 32 | 30 | 29 | 28
| 1 | 상정리 | 525 | 504 | 475 | 453 | 438 | 85% | 85% | 85% | 85% | 85% | 446 | 429 | 404 | 385 | 373 | 408 | 408 | 408 | 408 | 408 | 182 | 175 | 164 | 157 | 152 | [5 empty] | 계 | 4250 | 4098 | 3878 | 3715 | 3605
| 2 | 덕 정 | 177 | 170 | 160 | 153 | 148 | 85 | 85 | 85 | 85 | 85 | 150 | 145 | 136 | 130 | 126 | 408 | 408 | 408 | 408 | 408 | 61 | 59 | 55 | 53 | 51 | 상정리직결 | 상정리직결 | 상정리직결 | 상정리직결 | 생활용수 | 광천 | 2690 | 2582 | 2433 | 2321 | 2247
| 2 | 상 정 | 348 | 334 | 315 | 300 | 290 | 85 | 85 | 85 | 85 | 85 | 296 | 284 | 268 | 255 | 247 | 408 | 408 | 408 | 408 | 408 | 121 | 116 | 109 | 104 | 101 | 상정리직결 | 상정리직결 | 상정리직결 | 상정리직결 |  | 홍동 | 565 | 538 | 509 | 486 | 470
| 1 | 옹암리 | 657 | 630 | 593 | 567 | 548 | 90% | 90% | 90% | 90% | 90% | 591 | 567 | 532 | 511 | 494 | 408 | 408 | 408 | 408 | 408 | 242 | 231 | 216 | 208 | 202 | [5 empty] | 광천김단지직결 | 60 | 58 | 54 | 52 | 50
| 2 | 신 대 | 152 | 146 | 137 | 131 | 127 | 90 | 90 | 90 | 90 | 90 | 137 | 131 | 123 | 118 | 114 | 408 | 408 | 408 | 408 | 408 | 56 | 53 | 50 | 48 | 47 | 광천 | 광천 | 광천 | 광천 |  | 상정리직결 | 182 | 175 | 164 | 157 | 152
| 2 | 원 촌 | 162 | 155 | 146 | 140 | 135 | 90 | 90 | 90 | 90 | 90 | 146 | 140 | 131 | 126 | 122 | 408 | 408 | 408 | 408 | 408 | 60 | 57 | 53 | 51 | 50 | 광천 | 광천 | 광천 | 광천 |  | 광천중담직결 | 435 | 419 | 394 | 376 | 364
| 2 | 삼 봉 | 97 | 93 | 88 | 84 | 81 | 90 | 90 | 90 | 90 | 90 | 87 | 84 | 79 | 76 | 73 | 408 | 408 | 408 | 408 | 408 | 35 | 34 | 32 | 31 | 30 | 광천 | 광천 | 광천 | 광천 |  | 청광직결 | 24 | 0 | 0 | 0 | 0
| 2 | 양 촌 | 62 | 59 | 56 | 53 | 52 | 90 | 90 | 90 | 90 | 90 | 56 | 53 | 50 | 48 | 47 | 408 | 408 | 408 | 408 | 408 | 23 | 22 | 20 | 20 | 19 | 광천 | 광천 | 광천 | 광천 |  | 구항(신) | 0 | 32 | 30 | 29 | 28
| 2 | 상 옹 | 76 | 73 | 69 | 66 | 63 | 90 | 90 | 90 | 90 | 90 | 68 | 66 | 62 | 59 | 57 | 408 | 408 | 408 | 408 | 408 | 28 | 27 | 25 | 24 | 23 | 광천 | 광천 | 광천 | 광천 |  | 계 | 3956 | 3804 | 3584 | 3421 | 3311
| 2 | 하 옹 | 59 | 57 | 53 | 51 | 49 | 90 | 90 | 90 | 90 | 90 | 53 | 51 | 48 | 46 | 44 | 408 | 408 | 408 | 408 | 408 | 22 | 21 | 20 | 19 | 18 | 광천 | 광천 | 광천 | 광천 | 공업용수(정수) | 광천 | 0 | 0 | 0 | 0 | 0 | 광천읍
| 2 | 석 포 | 29 | 28 | 26 | 25 | 24 | 90 | 90 | 90 | 90 | 90 | 26 | 25 | 23 | 23 | 22 | 408 | 408 | 408 | 408 | 408 | 11 | 10 | 9 | 9 | 9 | 광천 | 광천 | 광천 | 광천 |  | 홍동 | 0 | 0 | 0 | 0 | 0 | 광천읍
| 2 | 노 동 | 20 | 19 | 18 | 17 | 17 | 90 | 90 | 90 | 90 | 90 | 18 | 17 | 16 | 15 | 15 | 408 | 408 | 408 | 408 | 408 | 7 | 7 | 7 | 6 | 6 | 광천 | 광천 | 광천 | 광천 |  | 광천김단지직결 | 294 | 294 | 294 | 294 | 294 | 광천읍
| 1 | 운용리 | 181 | 174 | 164 | 156 | 151 | 85% | 85% | 85% | 85% | 85% | 154 | 148 | 139 | 133 | 128 | 408 | 408 | 408 | 408 | 408 | 63 | 60 | 57 | 54 | 52 | [5 empty] | 상정리직결 | 0 | 0 | 0 | 0 | 0 | 광천읍
| 2 | 운 용 | 181 | 174 | 164 | 156 | 151 | 85 | 85 | 85 | 85 | 85 | 154 | 148 | 139 | 133 | 128 | 408 | 408 | 408 | 408 | 408 | 63 | 60 | 57 | 54 | 52 | 홍동 | 홍동 | 홍동 | 홍동 |  | 광천중담직결 | 0 | 0 | 0 | 0 | 0 | 광천읍
| 1 | 대평리 | 158 | 152 | 143 | 136 | 132 | 85% | 85% | 85% | 85% | 85% | 134 | 129 | 122 | 116 | 112 | 408 | 408 | 408 | 408 | 408 | 55 | 53 | 50 | 47 | 46 | [5 empty] | 청광직결 | 0 | 0 | 0 | 0 | 0 | 광천읍
| 2 | 대 평 | 158 | 152 | 143 | 136 | 132 | 85 | 85 | 85 | 85 | 85 | 134 | 129 | 122 | 116 | 112 | 408 | 408 | 408 | 408 | 408 | 55 | 53 | 50 | 47 | 46 | 홍동 | 홍동 | 홍동 | 홍동 |  | 구항(신) | 0 | 0 | 0 | 0 | 0 | 광천읍
| 1 | 월림리 | 367 | 351 | 331 | 315 | 305 | 85% | 85% | 85% | 85% | 85% | 312 | 298 | 282 | 267 | 260 | 408 | 408 | 408 | 408 | 408 | 129 | 120 | 115 | 111 | 104 | [5 empty] | 계 | 294 | 294 | 294 | 294 | 294
| 2 | 월 곡 | 60 | 58 | 54 | 52 | 50 | 85 | 85 | 85 | 85 | 85 | 51 | 49 | 46 | 44 | 43 | 408 | 408 | 408 | 408 | 408 | 21 | 20 | 19 | 18 | 18 | 홍동 | 홍동 | 홍동 | 홍동 | 기타용수 | 광천 | 0 | 0 | 0 | 0 | 0 | 광천읍
| 2 | 공 수 | 113 | 108 | 101 | 97 | 95 | 85 | 85 | 85 | 85 | 85 | 96 | 92 | 86 | 82 | 81 | 408 | 408 | 408 | 408 | 408 | 39 | 38 | 35 | 33 | 32 | 홍동 | 홍동 | 홍동 | 홍동 |  | 홍동 | 0 | 0 | 0 | 0 | 0 | 광천읍
| 2 | 죽 림 | 68 | 65 | 61 | 58 | 56 | 85 | 85 | 85 | 85 | 85 | 58 | 55 | 52 | 49 | 48 | 408 | 408 | 408 | 408 | 408 | 24 | 21 | 21 | 21 | 19 | 홍동 | 홍동 | 홍동 | 홍동 |  | 광천김단지직결 | 0 | 0 | 0 | 0 | 0 | 광천읍
| 2 | 빙 질 | 126 | 120 | 115 | 108 | 104 | 85 | 85 | 85 | 85 | 85 | 107 | 102 | 98 | 92 | 88 | 408 | 408 | 408 | 408 | 408 | 45 | 41 | 40 | 39 | 35 | 홍동 | 홍동 | 홍동 | 홍동 |  | 상정리직결 | 0 | 0 | 0 | 0 | 0 | 광천읍
| 1 | 합계 | 10258 | 9841 | 9272 | 8847 | 8563 | 94.5 | 94.7 | 94.7 | 94.8 | 94.8 | 9695 | 9323 | 8784 | 8384 | 8116 | 408 | 408 | 408 | 408 | 408 | 3956 | 3804 | 3584 | 3421 | 3311 | [5 empty] | 광천중담직결 | 0 | 0 | 0 | 0 | 0 | 광천읍
|  |  |  | 1 | 1 | 1 | 1 | 97.4 |  |  |  |  | 0.94512 | 0.94736 | 0.94737 | 0.94767 | 0.9478 | [5 empty] | 3956 | 3804 | 3584 | 3421 | 3311 | [5 empty] | 청광직결 | 0 | 0 | 0 | 0 | 0 | 광천읍
|  |  | 급수인구 2015년: 9693.81; 급수인구 2020년: 9319.427; 급수인구 2025년: 8780.584; 급수인구 2030년: 8386.956; 급수인구 2035년: 8117.724 | [5 empty] | 구항(신) | 0 | 0 | 0 | 0 | 0 | 광천읍
|  |  | 일최대원단위 2035년: 구분; 일최대급수량 2015년: 일최대 급수량 | [5 empty] | 계 | 0 | 0 | 0 | 0 | 0
[22 empty] | 광천읍 |  | 2020년 | 2025년 | 2030년 | 2035년
[24 empty] | 3804 | 3584 | 3421 | 3311
[24 empty] | 1 | 1 | 1 | 1
[23 empty] | TRUE | 1 | 1 | 1 | 1
[28 empty] | 면적 | 비율
|  |  | 계획인구 2020년: 1단계; 계획인구 2025년: 2단계; 계획인구 2030년: 3단계; 계획인구 2035년: 4단계; 일최대급수량 2035년: 광천배수지 | 885435.71 | 75
|  | 계 | 계획인구 2020년: 9841; 계획인구 2025년: 9272; 계획인구 2030년: 8847; 계획인구 2035년: 8563; 일최대급수량 2035년: 광천중담 | 288248.46 | 25
1173684.17
|  | 자연적인구 | 계획인구 2020년: 9841; 계획인구 2025년: 9272; 계획인구 2030년: 8847; 계획인구 2035년: 8563
|  | 사회적인구 | 계획인구 2020년: 1단계; 계획인구 2025년: 2단계; 계획인구 2030년: 3단계; 계획인구 2035년: 4단계; 급수보급율 2015년: 비고
옥암지구
오관구역
남장지구
역재방죽지구
|  |  | 계 | 0 | 0 | 0 | 0
Note on X12: 겹침 홍동은90%광천은10%적용
Note on Y12: 겹침 홍동은90%광천은10%적용
Note on Z12: 겹침 홍동은90%광천은10%적용
Note on AA12: 겹침 홍동은90%광천은10%적용
Note on AB12: 겹침 홍동은90%광천은10%적용

## 홍북면
■ 홍북면 보급율 및 급수인구
읍면동 | 1 | 리구분 | 계획인구 |  |  |  |  | 급수보급율 |  |  |  |  | 급수인구 |  |  |  |  | 일최대원단위 |  |  |  |  | 일최대급수량 |  |  |  |  | 급수분구명(기존) | 급수분구명(1단계) | 급수분구명(2단계) | 급수분구명(3단계) | 구 분 |  | 사용량(㎥/일) |  |  |  |  | 비 고 | 배수지 | 배수지2 | 리명칭
| 1 |  | 2015년 | 2020년 | 2025년 | 2030년 | 2035년 | 2015년 | 2020년 | 2025년 | 2030년 | 2035년 | 2015년 | 2020년 | 2025년 | 2030년 | 2035년 | 2020년 | 2025년 | 2030년 | 2035년 | 2035년 | 2020년 | 2025년 | 2030년 | 2030년 | 2035년 | [6 empty] | 2015년 | 2020 | 2025 | 2030 | 2035
홍북면 | 1 | 중계리 | 617 | 596 | 561 | 535 | 518 | 85% | 85% | 85% | 85% | 85% | 524 | 506 | 477 | 455 | 441 | 408 | 408 | 408 | 408 | 408 | 213 | 206 | 195 | 186 | 180 |  |  |  |  | 공업용 정수 사용량 | 계 | 3403 | 3609 | 5019 | 5019 | 5019
| 2 | 동 막 | 218 | 211 | 198 | 189 | 183 | 85 | 85 | 85 | 85 | 85 | 185 | 179 | 168 | 161 | 156 | 408 | 408 | 408 | 408 | 408 | 75 | 73 | 69 | 66 | 64 | 홍북 | 홍북 | 홍북 | 홍북 |  | 기존 산업단지 | 3403 | 3394 | 4590 | 4590 | 4590
| 2 | 홍 천 | 399 | 385 | 363 | 346 | 335 | 85 | 85 | 85 | 85 | 85 | 339 | 327 | 309 | 294 | 285 | 408 | 408 | 408 | 408 | 408 | 138 | 133 | 126 | 120 | 116 | 홍북 | 홍북 | 홍북 | 홍북 |  | 구항농공단지 | 1231 | 1231 | 1231 | 1231 | 1231 | 구항면 | 청광직결 | 구항(신) | 구항면 청광리
| 1 | 상하리 | 445 | 431 | 405 | 387 | 374 | 85% | 85% | 85% | 85% | 85% | 378 | 366 | 345 | 329 | 318 | 408 | 408 | 408 | 408 | 408 | 154 | 149 | 141 | 134 | 130 | [5 empty] | 광천농공단지 | [5 empty] | 광천읍 | 홍동 | 홍동 | 광천읍 신진리
| 2 | 상 산 | 201 | 194 | 183 | 175 | 169 | 85 | 85 | 85 | 85 | 85 | 171 | 165 | 156 | 149 | 144 | 408 | 408 | 408 | 408 | 408 | 70 | 67 | 64 | 61 | 59 | 홍북 | 홍북 | 홍북 | 홍북 |  | 은하농공단지 | 339 | 339 | 339 | 339 | 339 | 은하면 | 상정리직결 | 상정리직결 | 은하면 장척리
| 2 | 하 산 | 244 | 237 | 222 | 212 | 205 | 85 | 85 | 85 | 85 | 85 | 207 | 201 | 189 | 180 | 174 | 408 | 408 | 408 | 408 | 408 | 84 | 82 | 77 | 73 | 71 | 홍북 | 홍북 | 홍북 | 홍북 |  | 결성전문농공단지 | 84 | 84 | 84 | 84 | 84 | 결성면 | 은하 | 결성 | 결성면 성곡리
| 1 | 봉신리 | 874 | 846 | 796 | 759 | 735 | 85% | 85% | 85% | 85% | 85% | 743 | 719 | 677 | 645 | 624 | 408 | 408 | 408 | 408 | 408 | 304 | 294 | 276 | 264 | 255 | [5 empty] | 은하전문농공단지 | 34 | 34 | 34 | 34 | 34 | 은하면 | 은하 | 은하 | 은하면 화봉리
| 2 | 지 동 | 227 | 220 | 207 | 197 | 191 | 85 | 85 | 85 | 85 | 85 | 193 | 187 | 176 | 167 | 162 | 408 | 408 | 408 | 408 | 408 | 79 | 76 | 72 | 68 | 66 | 홍북 | 홍북 | 홍북 | 홍북 |  | 갈산전문농공단지 | 111 | 111 | 111 | 111 | 111 | 갈산면 | 갈산농공단지 | 갈산농공단지 | 갈산면 취생리
| 2 | 이 동 | 647 | 626 | 589 | 562 | 544 | 85 | 85 | 85 | 85 | 85 | 550 | 532 | 501 | 478 | 462 | 408 | 408 | 408 | 408 | 408 |  | 22 | 20 | 20 | 19 | 홍북 | 홍북 | 홍북 | 홍북 |  | 광천 김 특화농공단지 | 294 | 294 | 294 | 294 | 294 | 광천읍 | 광천김단지직결 | 광천김단지직결 | 광천읍 벽계리
|  |  | 일최대급수량 2020년: 225; 일최대급수량 2025년: 196; 일최대급수량 2030년: 184; 일최대급수량 2030년: 176; 일최대급수량 2035년: 170 | 세광직결 | 세광직결 | 홍성3 | 홍성3
| 1 | 내덕리 | 389 | 375 | 354 | 338 | 327 | 85% | 85% | 85% | 85% | 85% | 331 | 318 | 300 | 287 | 277 | 408 | 408 | 408 | 408 | 408 | 136 | 129 | 122 | 118 | 112 | [5 empty] | 홍성일반산업단지 | 105 | 1301 | 2497 | 2497 | 2497 | 갈산면 | 갈산산업단지 | 갈산산업단지 | 갈산면 취생리
| 2 | 서 력 | 115 | 111 | 105 | 100 | 97 | 85 | 85 | 85 | 85 | 85 | 98 | 94 | 89 | 85 | 82 | 408 | 408 | 408 | 408 | 408 | 40 | 38 | 36 | 35 | 33 | 홍북 | 홍북 | 홍북 | 홍북 |  | 신규 산업단지 |  | 215 | 429 | 429 | 429
| 2 | 어 경 | 108 | 104 | 98 | 94 | 91 | 85 | 85 | 85 | 85 | 85 | 92 | 88 | 83 | 80 | 77 | 408 | 408 | 408 | 408 | 408 | 38 | 36 | 34 | 33 | 31 | 홍북 | 홍북 | 홍북 | 홍북 |  | 갈산2전문농공단지 |  | 215 | 429 | 429 | 429 | 갈산면 |  | 갈산2단지 | 갈산면 운곡리
| 2 | 요 덕 | 166 | 160 | 151 | 144 | 139 | 85 | 85 | 85 | 85 | 85 | 141 | 136 | 128 | 122 | 118 | 408 | 408 | 408 | 408 | 408 | 58 | 55 | 52 | 50 | 48 | 홍북 | 홍북 | 홍북 | 홍북
|  | 신경리 | 계획인구 2015년: 0; 계획인구 2020년: 0; 계획인구 2025년: 0; 계획인구 2030년: 0; 계획인구 2035년: 0; 급수인구 2015년: 0; 급수인구 2020년: 0; 급수인구 2025년: 0; 급수인구 2030년: 0; 급수인구 2035년: 0 |  |  |  |  | 구 분 |  | 용수수요량 (㎥/일) |  |  |  |  | 비 고 | 배수지 | 배수지2 | 리명칭
| 1 | 대동리 | 375 | 362 | 341 | 325 | 315 | 90% | 90% | 90% | 90% | 90% | 337 | 326 | 307 | 293 | 283 | 408 | 408 | 408 | 408 | 408 | 137 | 133 | 125 | 120 | 115 | [6 empty] | 2015년 | 2020 | 2025 | 2030 | 2035
| 2 | 동방송 | 118 | 114 | 107 | 102 | 99 | 90 | 90 | 90 | 90 | 90 | 106 | 103 | 96 | 92 | 89 | 408 | 408 | 408 | 408 | 408 | 43 | 42 | 39 | 38 | 36 | 홍북 | 홍북 | 홍북 | 홍북 | 총계 |  | 1268 | 1814 | 1814 | 1814 | 1814
| 2 | 대지동 | 257 | 248 | 234 | 223 | 216 | 90 | 90 | 90 | 90 | 90 | 231 | 223 | 211 | 201 | 194 | 408 | 408 | 408 | 408 | 408 | 94 | 91 | 86 | 82 | 79 | 홍북 | 홍북 | 홍북 | 홍북 | 관광용수 | 계 |  | 546 | 546 | 546 | 546
| 1 | 석택리 | 268 | 259 | 244 | 232 | 225 | 85% | 85% | 85% | 85% | 85% | 228 | 220 | 208 | 198 | 191 | 408 | 408 | 408 | 408 | 408 | 93 | 90 | 85 | 81 | 78 | [5 empty] | 남당관광지 |  | 473 | 473 | 473 | 473 | 서부면 |  | 서부 | 서부면
| 2 | 택 리 | 119 | 115 | 108 | 103 | 100 | 85 | 85 | 85 | 85 | 85 | 101 | 98 | 92 | 88 | 85 | 408 | 408 | 408 | 408 | 408 | 41 | 40 | 38 | 36 | 35 | 홍북 | 홍북 | 홍북 | 홍북 |  | 옥암지구(온천용지) | 73 | 73 | 73 | 73 | 73 | 홍성읍 | 홍성1 | 홍성1 | 홍성읍
| 2 | 석 교 | 149 | 144 | 136 | 129 | 125 | 85 | 85 | 85 | 85 | 85 | 127 | 122 | 116 | 110 | 106 | 408 | 408 | 408 | 408 | 408 | 52 | 50 | 47 | 45 | 43 | 홍북 | 홍북 | 홍북 | 홍북 | 대학용수 | 계 | 1084 | 1084 | 1084 | 1084 | 1084
| 1 | 용산리 | 172 | 166 | 157 | 149 | 144 | 85% | 85% | 85% | 85% | 85% | 146 | 141 | 133 | 127 | 122 | 408 | 408 | 408 | 408 | 408 | 60 | 58 | 54 | 52 | 50 | [5 empty] | 청운대학교 | 685 | 685 | 685 | 685 | 685 | 홍성읍 | 홍성1 | 홍성1 | 홍성읍
| 2 | 용 두 | 80 | 77 | 73 | 69 | 67 | 85 | 85 | 85 | 85 | 85 | 68 | 65 | 62 | 59 | 57 | 408 | 408 | 408 | 408 | 408 | 28 | 27 | 25 | 24 | 23 | 홍북 | 홍북 | 홍북 | 홍북 |  | 혜전대학교 | 348 | 348 | 348 | 348 | 348 | 홍성읍 | 홍성1 | 홍성1 | 홍성읍
| 2 | 용갈산 | 92 | 89 | 84 | 80 | 77 | 85 | 85 | 85 | 85 | 85 | 78 | 76 | 71 | 68 | 65 | 408 | 408 | 408 | 408 | 408 | 32 | 31 | 29 | 28 | 27 | 홍북 | 홍북 | 홍북 | 홍북 |  | 한국폴리텍Ⅳ홍성대학 | 51 | 51 | 51 | 51 | 51 | 홍성읍 | 홍성1 | 홍성1 | 홍성읍
| 1 | 갈산리 | 168 | 162 | 153 | 146 | 141 | 43% | 43% | 85% | 85% | 85% | 72 | 70 | 130 | 124 | 120 | 408 | 408 | 408 | 408 | 408 | 29 | 29 | 54 | 51 | 48 |  |  |  |  | 교도소용수 | 계 | 184 | 184 | 184 | 184 | 184
| 2 | 정 두 | 85 | 82 | 77 | 74 | 71 | 85 | 85 | 85 | 85 | 85 | 72 | 70 | 65 | 63 | 60 | 408 | 408 | 408 | 408 | 408 | 29 | 29 | 27 | 26 | 24 | 홍북 | 홍북 | 홍북 | 홍북 |  | 홍성교도소 | 184 | 184 | 184 | 184 | 184 | 홍성읍 | 홍성1 | 홍성1 | 홍성읍
| 2 | 원갈산 | 83 | 80 | 76 | 72 | 70 | 0 | 0 | 85 | 85 | 85 | 0 | 0 | 65 | 61 | 60 | 408 | 408 | 408 | 408 | 408 | 0 | 0 | 27 | 25 | 24 |  |  | 홍북 | 홍북
| 1 | 신정리 | 220 | 213 | 200 | 191 | 185 | 0% | 0% | 85% | 85% | 85% | 0 | 0 | 170 | 162 | 158 | 408 | 408 | 408 | 408 | 408 | 0 | 0 | 69 | 67 | 64 |  |  |  |  | 배수지별 총 용수량
| 2 | 상유정 | 89 | 86 | 81 | 77 | 75 | 0 | 0 | 85 | 85 | 85 | 0 | 0 | 69 | 65 | 64 | 408 | 408 | 408 | 408 | 408 | 0 | 0 | 28 | 27 | 26 |  |  | 홍북 | 홍북 | 구분 |  | 2015 | 2020 | 2025 | 2030 | 2035 | 비고
| 2 | 하유정 | 131 | 127 | 119 | 114 | 110 | 0 | 0 | 85 | 85 | 85 | 0 | 0 | 101 | 97 | 94 | 408 | 408 | 408 | 408 | 408 | 0 | 0 | 41 | 40 | 38 |  |  | 홍북 | 홍북 | 총용수량 | 홍북 | 1120 | 1102 | 1135 | 1083 | 1047
| 1 | 산수리 | 223 | 216 | 203 | 194 | 188 | 85% | 85% | 85% | 85% | 85% | 190 | 183 | 172 | 165 | 160 | 408 | 408 | 408 | 408 | 408 | 77 | 75 | 70 | 68 | 67 | [5 empty] | 홍성1 | 0 | 0 | 0 | 0 | 0
| 2 | 당 산 | 101 | 98 | 92 | 88 | 85 | 85 | 85 | 85 | 85 | 85 | 86 | 83 | 78 | 75 | 72 | 408 | 408 | 408 | 408 | 408 | 35 | 34 | 32 | 31 | 30 | 홍북 | 홍북 | 홍북 | 홍북 |  | 홍성2 | 0 | 0 | 0 | 0 | 0
| 2 | 주 봉 | 122 | 118 | 111 | 106 | 103 | 85 | 85 | 85 | 85 | 85 | 104 | 100 | 94 | 90 | 88 | 408 | 408 | 408 | 408 | 408 | 42 | 41 | 38 | 37 | 37 | 홍북 | 홍북 | 홍북 | 홍북 |  | 홍성3 | 0 | 0 | 184 | 176 | 170
| 1 | 노은리 | 164 | 158 | 150 | 142 | 138 | 83% | 82% | 83% | 82% | 83% | 136 | 130 | 124 | 117 | 114 | 408 | 408 | 408 | 408 | 408 | 56 | 53 | 51 | 47 | 47 | [5 empty] | 세광직결 | 225 | 196 | 0 | 0 | 0
| 2 | 상 리 | 81 | 78 | 74 | 70 | 68 | 80 | 80 | 80 | 80 | 80 | 65 | 62 | 59 | 56 | 54 | 408 | 408 | 408 | 408 | 408 | 27 | 25 | 24 | 23 | 23 | 홍북 | 홍북 | 홍북 | 홍북 |  |  | 0 | 0 | 0 | 0 | 0
| 2 | 하 리 | 83 | 80 | 76 | 72 | 70 | 85 | 85 | 85 | 85 | 85 | 71 | 68 | 65 | 61 | 60 | 408 | 408 | 408 | 408 | 408 | 29 | 28 | 27 | 24 | 24 | 홍북 | 홍북 | 홍북 | 홍북 |  | 계 | 1345 | 1298 | 1319 | 1259 | 1217
| 1 | 대인리 | 260 | 248 | 235 | 227 | 218 | 81% | 81% | 81% | 81% | 81% | 211 | 202 | 190 | 184 | 176 | 408 | 408 | 408 | 408 | 408 | 86 | 82 | 77 | 71 | 71 |  |  |  |  | 생활용수 | 홍북 | 1120 | 1102 | 1135 | 1083 | 1047
| 2 | 매 산 | 53 | 50 | 48 | 46 | 44 | 85 | 85 | 85 | 85 | 85 | 45 | 43 | 41 | 39 | 37 | 408 | 408 | 408 | 408 | 408 | 18 | 18 | 17 | 15 | 15 | 홍북 | 홍북 | 홍북 | 홍북 |  | 홍성1 | 0 | 0 | 0 | 0 | 0
| 2 | 신 사 | 70 | 67 | 63 | 61 | 59 | 80 | 80 | 80 | 80 | 80 | 56 | 54 | 50 | 49 | 47 | 408 | 408 | 408 | 408 | 408 | 23 | 22 | 20 | 19 | 19 | 홍북 | 홍북 | 홍북 | 홍북 |  | 홍성2 | 0 | 0 | 0 | 0 | 0
| 2 | 내 동 | 101 | 97 | 91 | 89 | 84 | 80 | 80 | 80 | 80 | 80 | 81 | 78 | 73 | 71 | 67 | 408 | 408 | 408 | 408 | 408 | 33 | 32 | 30 | 28 | 28 | 홍북 | 홍북 | 홍북 | 홍북 |  | 홍성3 | 0 | 0 | 184 | 176 | 170
| 2 | 인후원 | 36 | 34 | 33 | 31 | 31 | 80 | 80 | 80 | 80 | 80 | 29 | 27 | 26 | 25 | 25 | 408 | 408 | 408 | 408 | 408 | 12 | 10 | 10 | 9 | 9 | 홍북 | 홍북 | 홍북 | 홍북 |  | 세광직결 | 225 | 196 | 0 | 0 | 0
| 1 | 합계 | 4175 | 4032 | 3799 | 3625 | 3508 | 78.9 | 78.9 | 85.1 | 85.1 | 85.1 | 3296 | 3181 | 3233 | 3086 | 2984 | 408 | 408 | 408 | 408 | 408 | 1345 | 1298 | 1319 | 1259 | 1217 | [6 empty] | 0 | 0 | 0 | 0 | 0
|  |  |  | 1 | 1 | 1 | 1 | 95.4 |  |  |  |  | 0.78946 | 0.78894 | 0.85101 | 0.85131 | 0.85063 | [5 empty] | 1345 | 1298 | 1319 | 1259 | 1217 | [5 empty] | 계 | 1345 | 1298 | 1319 | 1259 | 1217
|  |  | 급수인구 2015년: 3294.075; 급수인구 2020년: 3181.248; 급수인구 2025년: 3232.949; 급수인구 2030년: 3084.875; 급수인구 2035년: 2985.308 |  |  |  |  | 공업용수(정수) | 홍북 | 0 | 0 | 0 | 0 | 0 | 홍북면
|  |  | 일최대원단위 2035년: 구분; 일최대급수량 2020년: 일최대 급수량 | [5 empty] | 홍성1 | 0 | 0 | 0 | 0 | 0 | 홍북면
|  |  | 일최대원단위 2035년: 홍북면; 일최대급수량 2025년: 2020년; 일최대급수량 2030년: 2025년; 일최대급수량 2030년: 2030년; 일최대급수량 2035년: 2035년 | [5 empty] | 홍성2 | 0 | 0 | 0 | 0 | 0 | 홍북면
|  |  | 일최대급수량 2025년: 1298; 일최대급수량 2030년: 1319; 일최대급수량 2030년: 1259; 일최대급수량 2035년: 1217 | [5 empty] | 홍성3 | 0 | 0 | 0 | 0 | 0 | 홍북면
[33 empty] | 세광직결 | 0 | 0 | 0 | 0 | 0 | 홍북면 | bar: 일최대급수량 2025년 to 일최대급수량 2035년
[34 empty] | 0 | 0 | 0 | 0 | 0 | 홍북면 | bar: 일최대급수량 2020년 to 일최대급수량 2035년
[33 empty] | 계 | 0 | 0 | 0 | 0 | 0
[32 empty] | 기타용수 | 홍북 | 0 | 0 | 0 | 0 | 0 | 홍북면
[33 empty] | 홍성1 | 0 | 0 | 0 | 0 | 0 | 홍북면
|  |  | 계획인구 2020년: 1단계; 계획인구 2025년: 2단계; 계획인구 2030년: 3단계; 계획인구 2035년: 4단계 | [5 empty] | 홍성2 | 0 | 0 | 0 | 0 | 0 | 홍북면
|  | 계 | 계획인구 2020년: 4032; 계획인구 2025년: 3799; 계획인구 2030년: 3625; 계획인구 2035년: 3508 | [5 empty] | 홍성3 | 0 | 0 | 0 | 0 | 0 | 홍북면
[33 empty] | 세광직결 | 0 | 0 | 0 | 0 | 0 | 홍북면
|  | 자연적인구 | 계획인구 2020년: 4032; 계획인구 2025년: 3799; 계획인구 2030년: 3625; 계획인구 2035년: 3508 | [6 empty] | 0 | 0 | 0 | 0 | 0 | 홍북면
[33 empty] | 계 | 0 | 0 | 0 | 0 | 0
|  | 사회적인구 | 계획인구 2020년: 1단계; 계획인구 2025년: 2단계; 계획인구 2030년: 3단계; 계획인구 2035년: 4단계; 급수보급율 2015년: 비고
옥암지구
오관구역
남장지구
역재방죽지구
|  |  | 계 | 0 | 0 | 0 | 0
Note on C18: my: 내포신도시 인구 제외
Note on Y13: 중복 홍성3에 90%, 홍북(내포)에10%적용

## 금마면
■ 금마면 보급율 및 급수인구
읍면동 | 1 | 리구분 | 계획인구 |  |  |  |  | 급수보급율 |  |  |  |  | 급수인구 |  |  |  |  | 일최대원단위 |  |  |  |  | 일최대급수량 |  |  |  |  | 급수분구명(기존) | 급수분구명(1단계) | 급수분구명(2단계) | 급수분구명(3단계) | 구 분 |  | 사용량(㎥/일) |  |  |  |  | 비 고 | 배수지 | 배수지2 | 리명칭
| 1 |  | 2015년 | 2020년 | 2025년 | 2030년 | 2035년 | 2015년 | 2020년 | 2025년 | 2030년 | 2035년 | 2015년 | 2020년 | 2025년 | 2030년 | 2035년 | 2015년 | 2020년 | 2025년 | 2030년 | 2035년 | 2015년 | 2020년 | 2025년 | 2030년 | 2035년 | [6 empty] | 2015년 | 2020 | 2025 | 2030 | 2035
금마면 | 1 | 월암리 | 277 | 266 | 250 | 239 | 232 | 0% | 0% | 85% | 85% | 85% | 0 | 0 | 213 | 204 | 197 | 408 | 408 | 408 | 408 | 408 | 0 | 0 | 87 | 83 | 81 |  |  |  |  | 공업용 정수 사용량 | 계 | 3403 | 3609 | 5019 | 5019 | 5019
| 2 | 마 사 | 134 | 129 | 121 | 116 | 112 | 0 | 0 | 85 | 85 | 85 | 0 | 0 | 103 | 99 | 95 | 408 | 408 | 408 | 408 | 408 | 0 | 0 | 42 | 40 | 39 |  |  | 홍북 | 홍북 |  | 기존 산업단지 | 3403 | 3394 | 4590 | 4590 | 4590
| 2 | 봉 암 | 143 | 137 | 129 | 123 | 120 | 0 | 0 | 85 | 85 | 85 | 0 | 0 | 110 | 105 | 102 | 408 | 408 | 408 | 408 | 408 | 0 | 0 | 45 | 43 | 42 |  |  | 홍북 | 홍북 |  | 구항농공단지 | 1231 | 1231 | 1231 | 1231 | 1231 | 구항면 | 청광직결 | 구항(신) | 구항면 청광리
| 1 | 봉서리 | 223 | 214 | 202 | 193 | 186 | 85 | 85 | 85 | 85 | 85 | 190 | 182 | 171 | 164 | 158 | 408 | 408 | 408 | 408 | 408 | 78 | 74 | 70 | 67 | 64 | 홍북 | 홍북 | 홍북 | 홍북 |  | 광천농공단지 | [5 empty] | 광천읍 | 홍동 | 홍동 | 광천읍 신진리
| 1 | 인산리 | 244 | 234 | 221 | 210 | 204 | 85% | 85% | 85% | 85% | 85% | 208 | 199 | 187 | 178 | 174 | 408 | 408 | 408 | 408 | 408 | 85 | 81 | 76 | 72 | 71 | [5 empty] | 은하농공단지 | 339 | 339 | 339 | 339 | 339 | 은하면 | 상정리직결 | 상정리직결 | 은하면 장척리
| 2 | 인 흥 | 115 | 110 | 104 | 99 | 96 | 85 | 85 | 85 | 85 | 85 | 98 | 94 | 88 | 84 | 82 | 408 | 408 | 408 | 408 | 408 | 40 | 38 | 36 | 34 | 33 | 홍북 | 홍북 | 홍북 | 홍북 |  | 결성전문농공단지 | 84 | 84 | 84 | 84 | 84 | 결성면 | 은하 | 결성 | 결성면 성곡리
| 2 | 석 산 | 129 | 124 | 117 | 111 | 108 | 85 | 85 | 85 | 85 | 85 | 110 | 105 | 99 | 94 | 92 | 408 | 408 | 408 | 408 | 408 | 45 | 43 | 40 | 38 | 38 | 홍북 | 홍북 | 홍북 | 홍북 |  | 은하전문농공단지 | 34 | 34 | 34 | 34 | 34 | 은하면 | 은하 | 은하 | 은하면 화봉리
| 1 | 가산리 | 187 | 179 | 170 | 162 | 156 | 30% | 30% | 85% | 85% | 85% | 57 | 54 | 145 | 137 | 133 | 408 | 408 | 408 | 408 | 408 | 23 | 22 | 59 | 56 | 55 | [5 empty] | 갈산전문농공단지 | 111 | 111 | 111 | 111 | 111 | 갈산면 | 갈산농공단지 | 갈산농공단지 | 갈산면 취생리
| 2 | 정 광 | 120 | 115 | 109 | 104 | 100 | 0 | 0 | 85 | 85 | 85 | 0 | 0 | 93 | 88 | 85 | 408 | 408 | 408 | 408 | 408 | 0 | 0 | 38 | 36 | 35 |  |  | 홍북 | 홍북 |  | 광천 김 특화농공단지 | 294 | 294 | 294 | 294 | 294 | 광천읍 | 광천김단지직결 | 광천김단지직결 | 광천읍 벽계리
| 2 | 가 야 | 67 | 64 | 61 | 58 | 56 | 85 | 85 | 85 | 85 | 85 | 57 | 54 | 52 | 49 | 48 | 408 | 408 | 408 | 408 | 408 | 23 | 22 | 21 | 20 | 20 | 홍북 | 홍북 | 홍북 | 홍북 |  | 홍성일반산업단지 | 105 | 1301 | 2497 | 2497 | 2497 | 갈산면 | 갈산산업단지 | 갈산산업단지 | 갈산면 취생리
| 1 | 부평리 | 349 | 335 | 316 | 302 | 292 | 85% | 85% | 85% | 85% | 85% | 297 | 285 | 269 | 257 | 248 | 408 | 408 | 408 | 408 | 408 | 121 | 116 | 109 | 104 | 101 | [5 empty] | 신규 산업단지 |  | 215 | 429 | 429 | 429
| 2 | 평 리 | 208 | 200 | 188 | 180 | 174 | 85 | 85 | 85 | 85 | 85 | 177 | 170 | 160 | 153 | 148 | 408 | 408 | 408 | 408 | 408 | 72 | 69 | 65 | 62 | 60 | 홍북 | 홍북 | 홍북 | 홍북 |  | 갈산2전문농공단지 |  | 215 | 429 | 429 | 429 | 갈산면 |  | 갈산2단지 | 갈산면 운곡리
| 2 | 상 봉 | 141 | 135 | 128 | 122 | 118 | 85 | 85 | 85 | 85 | 85 | 120 | 115 | 109 | 104 | 100 | 408 | 408 | 408 | 408 | 408 | 49 | 47 | 44 | 42 | 41 | 홍북 | 홍북 | 홍북 | 홍북
| 1 | 덕정리 | 277 | 266 | 250 | 239 | 232 | 85% | 85% | 85% | 85% | 85% | 236 | 226 | 212 | 203 | 198 | 408 | 408 | 408 | 408 | 408 | 96 | 92 | 86 | 83 | 81 |  |  |  |  | 구 분 |  | 용수수요량 (㎥/일) |  |  |  |  | 비 고 | 배수지 | 배수지2 | 리명칭
| 2 | 용 당 | 123 | 118 | 111 | 106 | 103 | 85 | 85 | 85 | 85 | 85 | 105 | 100 | 94 | 90 | 88 | 408 | 408 | 408 | 408 | 408 | 43 | 41 | 38 | 37 | 36 | 홍북 | 홍북 | 홍북 | 홍북 |  |  | 2015년 | 2020 | 2025 | 2030 | 2035
| 2 | 내 가 | 154 | 148 | 139 | 133 | 129 | 85 | 85 | 85 | 85 | 85 | 131 | 126 | 118 | 113 | 110 | 408 | 408 | 408 | 408 | 408 | 53 | 51 | 48 | 46 | 45 | 홍동 | 홍동 | 홍동 | 홍동 | 총계 |  | 1268 | 1814 | 1814 | 1814 | 1814
| 1 | 용흥리 | 144 | 138 | 131 | 125 | 121 | 85% | 85% | 85% | 85% | 84% | 123 | 117 | 112 | 106 | 102 | 408 | 408 | 408 | 408 | 408 | 51 | 47 | 46 | 43 | 42 |  |  |  |  | 관광용수 | 계 |  | 546 | 546 | 546 | 546
| 2 | 고 정 | 68 | 65 | 62 | 59 | 57 | 85 | 85 | 85 | 85 | 85 | 58 | 55 | 53 | 50 | 48 | 408 | 408 | 408 | 408 | 408 | 24 | 22 | 22 | 20 | 20 | 홍동 | 홍동 | 홍동 | 홍동 |  | 남당관광지 |  | 473 | 473 | 473 | 473 | 서부면 |  | 서부 | 서부면
| 2 | 용 강 | 76 | 73 | 69 | 66 | 64 | 85 | 85 | 85 | 85 | 85 | 65 | 62 | 59 | 56 | 54 | 408 | 408 | 408 | 408 | 408 | 27 | 25 | 24 | 23 | 22 | 홍동 | 홍동 | 홍동 | 홍동 |  | 옥암지구(온천용지) | 73 | 73 | 73 | 73 | 73 | 홍성읍 | 홍성1 | 홍성1 | 홍성읍
| 1 | 송암리 | 241 | 232 | 218 | 208 | 202 | 85% | 85% | 85% | 85% | 85% | 205 | 197 | 185 | 176 | 172 | 408 | 408 | 408 | 408 | 408 | 84 | 81 | 75 | 71 | 71 |  |  |  |  | 대학용수 | 계 | 1084 | 1084 | 1084 | 1084 | 1084
| 2 | 구 암 | 129 | 124 | 117 | 111 | 108 | 85 | 85 | 85 | 85 | 85 | 110 | 105 | 99 | 94 | 92 | 408 | 408 | 408 | 408 | 408 | 45 | 43 | 40 | 38 | 38 | 홍북 | 홍북 | 홍북 | 홍북 |  | 청운대학교 | 685 | 685 | 685 | 685 | 685 | 홍성읍 | 홍성1 | 홍성1 | 홍성읍
| 2 | 와 야 | 112 | 108 | 101 | 97 | 94 | 85 | 85 | 85 | 85 | 85 | 95 | 92 | 86 | 82 | 80 | 408 | 408 | 408 | 408 | 408 | 39 | 38 | 35 | 33 | 33 | 홍북 | 홍북 | 홍북 | 홍북 |  | 혜전대학교 | 348 | 348 | 348 | 348 | 348 | 홍성읍 | 홍성1 | 홍성1 | 홍성읍
| 1 | 장성리 | 257 | 247 | 233 | 222 | 214 | 85% | 85% | 85% | 85% | 85% | 218 | 210 | 198 | 189 | 182 | 408 | 408 | 408 | 408 | 408 | 89 | 86 | 81 | 77 | 74 | [5 empty] | 한국폴리텍Ⅳ홍성대학 | 51 | 51 | 51 | 51 | 51 | 홍성읍 | 홍성1 | 홍성1 | 홍성읍
| 2 | 천 변 | 46 | 44 | 42 | 40 | 38 | 85 | 85 | 85 | 85 | 85 | 39 | 37 | 36 | 34 | 32 | 408 | 408 | 408 | 408 | 408 | 16 | 15 | 15 | 14 | 13 | 홍북 | 홍북 | 홍북 | 홍북 | 교도소용수 | 계 | 184 | 184 | 184 | 184 | 184
| 2 | 장 파 | 211 | 203 | 191 | 182 | 176 | 85 | 85 | 85 | 85 | 85 | 179 | 173 | 162 | 155 | 150 | 408 | 408 | 408 | 408 | 408 | 73 | 71 | 66 | 63 | 61 | 홍북 | 홍북 | 홍북 | 홍북 |  | 홍성교도소 | 184 | 184 | 184 | 184 | 184 | 홍성읍 | 홍성1 | 홍성1 | 홍성읍
| 1 | 신곡리 | 341 | 328 | 309 | 294 | 285 | 85% | 85% | 85% | 85% | 85% | 290 | 279 | 262 | 250 | 242 | 408 | 408 | 408 | 408 | 408 | 119 | 114 | 107 | 102 | 99
| 2 | 당 곡 | 86 | 83 | 78 | 74 | 72 | 85 | 85 | 85 | 85 | 85 | 73 | 71 | 66 | 63 | 61 | 408 | 408 | 408 | 408 | 408 | 30 | 29 | 27 | 26 | 25 | 홍북 | 홍북 | 홍북 | 홍북 | 배수지별 총 용수량
| 2 | 신 곡 | 255 | 245 | 231 | 220 | 213 | 85 | 85 | 85 | 85 | 85 | 217 | 208 | 196 | 187 | 181 | 408 | 408 | 408 | 408 | 408 | 89 | 85 | 80 | 76 | 74 | 홍북 | 홍북 | 홍북 | 홍북 | 구분 |  | 2015 | 2020 | 2025 | 2030 | 2035 | 비고
| 1 | 죽림리 | 629 | 604 | 569 | 544 | 526 | 85% | 85% | 85% | 85% | 85% | 535 | 513 | 484 | 463 | 447 | 408 | 408 | 408 | 408 | 408 | 218 | 209 | 197 | 189 | 183 |  |  |  |  | 총용수량 | 홍동 | 104 | 98 | 94 | 89 | 87
| 2 | 배 양 | 250 | 240 | 226 | 216 | 209 | 85 | 85 | 85 | 85 | 85 | 213 | 204 | 192 | 184 | 178 | 408 | 408 | 408 | 408 | 408 | 87 | 83 | 78 | 75 | 73 | 홍북 | 홍북 | 홍북 | 홍북 |  | 홍북 | 1045 | 1004 | 1068 | 1020 | 987
| 2 | 내 기 | 379 | 364 | 343 | 328 | 317 | 85 | 85 | 85 | 85 | 85 | 322 | 309 | 292 | 279 | 269 | 408 | 408 | 408 | 408 | 408 | 131 | 126 | 119 | 114 | 110 | 홍북 | 홍북 | 홍북 | 홍북 |  |  | 0 | 0 | 0 | 0 | 0
| 1 | 화양리 | 446 | 430 | 404 | 384 | 373 | 85% | 85% | 85% | 85% | 85% | 380 | 365 | 343 | 326 | 318 | 408 | 408 | 408 | 408 | 408 | 155 | 150 | 140 | 134 | 128 | [6 empty] | 0 | 0 | 0 | 0 | 0
| 2 | 화 전 | 163 | 157 | 148 | 140 | 136 | 85 | 85 | 85 | 85 | 85 | 139 | 133 | 126 | 119 | 116 | 408 | 408 | 408 | 408 | 408 | 56 | 54 | 51 | 50 | 47 | 홍북 | 홍북 | 홍북 | 홍북 |  |  | 0 | 0 | 0 | 0 | 0
| 2 | 평 촌 | 86 | 83 | 78 | 75 | 72 | 85 | 85 | 85 | 85 | 85 | 73 | 71 | 66 | 64 | 61 | 408 | 408 | 408 | 408 | 408 | 30 | 29 | 27 | 26 | 25 | 홍북 | 홍북 | 홍북 | 홍북 |  |  | 0 | 0 | 0 | 0 | 0
| 2 | 금 굴 | 123 | 119 | 111 | 105 | 103 | 85 | 85 | 85 | 85 | 85 | 105 | 101 | 94 | 89 | 88 | 408 | 408 | 408 | 408 | 408 | 43 | 42 | 38 | 36 | 35 | 홍북 | 홍북 | 홍북 | 홍북 |  | 계 | 1149 | 1102 | 1162 | 1109 | 1074
| 2 | 신 촌 | 74 | 71 | 67 | 64 | 62 | 85 | 85 | 85 | 85 | 85 | 63 | 60 | 57 | 54 | 53 | 408 | 408 | 408 | 408 | 408 | 26 | 25 | 24 | 22 | 21 | 홍북 | 홍북 | 홍북 | 홍북 | 생활용수 | 홍동 | 104 | 98 | 94 | 89 | 87
| 1 | 송강리 | 90 | 86 | 80 | 77 | 74 | 85 | 85 | 85 | 85 | 85 | 76 | 73 | 68 | 65 | 62 | 408 | 408 | 408 | 408 | 408 | 30 | 30 | 29 | 28 | 24 | 홍북 | 홍북 | 홍북 | 홍북 |  | 홍북 | 1045 | 1004 | 1068 | 1020 | 987
| 1 | 합계 | 3705 | 3559 | 3353 | 3199 | 3097 | 76 | 75.9 | 85 | 85 | 85 | 2815 | 2700 | 2849 | 2718 | 2633 | 408 | 408 | 408 | 408 | 408 | 1149 | 1102 | 1162 | 1109 | 1074 | [6 empty] | 0 | 0 | 0 | 0 | 0
|  |  |  | 1 | 1 | 1 | 1 | 24.6 |  |  |  |  | 0.75978 | 0.75864 | 0.84969 | 0.84964 | 0.85018 | [5 empty] | 1149 | 1102 | 1162 | 1109 | 1074 | [6 empty] | 0 | 0 | 0 | 0 | 0
|  |  | 급수인구 2015년: 2815.8; 급수인구 2020년: 2701.281; 급수인구 2025년: 2850.05; 급수인구 2030년: 2719.15; 급수인구 2035년: 2632.45 | [6 empty] | 0 | 0 | 0 | 0 | 0
|  |  | 일최대원단위 2035년: 구분; 일최대급수량 2015년: 일최대 급수량 | [6 empty] | 0 | 0 | 0 | 0 | 0
|  |  | 일최대원단위 2035년: 금마면; 일최대급수량 2020년: 2020년; 일최대급수량 2025년: 2025년; 일최대급수량 2030년: 2030년; 일최대급수량 2035년: 2035년 | [5 empty] | 계 | 1149 | 1102 | 1162 | 1109 | 1074
|  |  | 일최대급수량 2020년: 1102; 일최대급수량 2025년: 1162; 일최대급수량 2030년: 1109; 일최대급수량 2035년: 1074 |  |  |  |  | 공업용수(정수) | 홍동 | 0 | 0 | 0 | 0 | 0 | 금마면
[33 empty] | 홍북 | 0 | 0 | 0 | 0 | 0 | 금마면 | bar: 일최대급수량 2020년 to 일최대급수량 2035년
[34 empty] | 0 | 0 | 0 | 0 | 0 | 금마면 | bar: 일최대급수량 2015년 to 일최대급수량 2035년
[34 empty] | 0 | 0 | 0 | 0 | 0 | 금마면
[34 empty] | 0 | 0 | 0 | 0 | 0 | 금마면
[34 empty] | 0 | 0 | 0 | 0 | 0 | 금마면
|  |  | 계획인구 2020년: 1단계; 계획인구 2025년: 2단계; 계획인구 2030년: 3단계; 계획인구 2035년: 4단계 | [5 empty] | 계 | 0 | 0 | 0 | 0 | 0
|  | 계 | 계획인구 2020년: 3559; 계획인구 2025년: 3353; 계획인구 2030년: 3199; 계획인구 2035년: 3097 |  |  |  |  | 기타용수 | 홍동 | 0 | 0 | 0 | 0 | 0 | 금마면
[33 empty] | 홍북 | 0 | 0 | 0 | 0 | 0 | 금마면
|  | 자연적인구 | 계획인구 2020년: 3559; 계획인구 2025년: 3353; 계획인구 2030년: 3199; 계획인구 2035년: 3097 | [6 empty] | 0 | 0 | 0 | 0 | 0 | 금마면
[34 empty] | 0 | 0 | 0 | 0 | 0 | 금마면
|  | 사회적인구 | 계획인구 2020년: 1단계; 계획인구 2025년: 2단계; 계획인구 2030년: 3단계; 계획인구 2035년: 4단계; 급수보급율 2015년: 비고 | [6 empty] | 0 | 0 | 0 | 0 | 0 | 금마면
|  |  | 계획인구 2015년: 옥암지구 | [6 empty] | 0 | 0 | 0 | 0 | 0 | 금마면
|  |  | 계획인구 2015년: 오관구역 | [5 empty] | 계 | 0 | 0 | 0 | 0 | 0
남장지구
역재방죽지구
|  |  | 계 | 0 | 0 | 0 | 0

## 홍동면
■ 홍동면 보급율 및 급수인구
읍면동 | 1 | 리구분 | 계획인구 |  |  |  |  | 급수보급율 |  |  |  |  | 급수인구 |  |  |  |  | 일최대원단위 |  |  |  |  | 일최대급수량 |  |  |  |  | 급수분구명(기존) | 급수분구명(1단계) | 급수분구명(2단계) | 급수분구명(3단계) | 구 분 |  | 사용량(㎥/일) |  |  |  |  | 비 고 | 배수지 | 배수지2 | 리명칭
| 1 |  | 2015년 | 2020년 | 2025년 | 2030년 | 2035년 | 2015년 | 2020년 | 2025년 | 2030년 | 2035년 | 2015년 | 2020년 | 2025년 | 2030년 | 2035년 | 2015년 | 2020년 | 2025년 | 2030년 | 2035년 | 2015년 | 2020년 | 2025년 | 2030년 | 2035년 | [6 empty] | 2015년 | 2020 | 2025 | 2030 | 2035
홍동면 | 1 | 운월리 | 465 | 440 | 415 | 394 | 381 | 85% | 85% | 85% | 85% | 85% | 397 | 374 | 353 | 335 | 325 | 408 | 408 | 408 | 408 | 408 | 161 | 152 | 145 | 136 | 133 |  |  |  |  | 공업용 정수 사용량 | 계 | 3403 | 3609 | 5019 | 5019 | 5019
| 2 | 송 풍 | 110 | 104 | 98 | 93 | 90 | 85 | 85 | 85 | 85 | 85 | 94 | 88 | 83 | 79 | 77 | 408 | 408 | 408 | 408 | 408 | 38 | 36 | 34 | 32 | 31 | 홍동 | 홍동 | 홍동 | 홍동 |  | 기존 산업단지 | 3403 | 3394 | 4590 | 4590 | 4590
| 2 | 창 정 | 150 | 142 | 134 | 127 | 123 | 85 | 85 | 85 | 85 | 85 | 128 | 121 | 114 | 108 | 105 | 408 | 408 | 408 | 408 | 408 | 52 | 49 | 47 | 44 | 43 | 홍동 | 홍동 | 홍동 | 홍동 |  | 구항농공단지 | 1231 | 1231 | 1231 | 1231 | 1231 | 구항면 | 청광직결 | 구항(신) | 구항면 청광리
| 2 | 상반월 | 55 | 52 | 49 | 47 | 45 | 85 | 85 | 85 | 85 | 85 | 47 | 44 | 42 | 40 | 38 | 408 | 408 | 408 | 408 | 408 | 19 | 18 | 17 | 16 | 16 | 홍동 | 홍동 | 홍동 | 홍동 |  | 광천농공단지 | [5 empty] | 광천읍 | 홍동 | 홍동 | 광천읍 신진리
| 2 | 운 곡 | 150 | 142 | 134 | 127 | 123 | 85 | 85 | 85 | 85 | 85 | 128 | 121 | 114 | 108 | 105 | 408 | 408 | 408 | 408 | 408 | 52 | 49 | 47 | 44 | 43 | 홍동 | 홍동 | 홍동 | 홍동 |  | 은하농공단지 | 339 | 339 | 339 | 339 | 339 | 은하면 | 상정리직결 | 상정리직결 | 은하면 장척리
| 1 | 월현리 | 251 | 237 | 224 | 213 | 206 | 85% | 85% | 85% | 85% | 85% | 213 | 202 | 191 | 181 | 176 | 408 | 408 | 408 | 408 | 408 | 87 | 83 | 78 | 74 | 72 | [5 empty] | 결성전문농공단지 | 84 | 84 | 84 | 84 | 84 | 결성면 | 은하 | 결성 | 결성면 성곡리
| 2 | 종 현 | 93 | 88 | 83 | 79 | 76 | 85 | 85 | 85 | 85 | 85 | 79 | 75 | 71 | 67 | 65 | 408 | 408 | 408 | 408 | 408 | 32 | 31 | 29 | 27 | 27 | 홍동 | 홍동 | 홍동 | 홍동 |  | 은하전문농공단지 | 34 | 34 | 34 | 34 | 34 | 은하면 | 은하 | 은하 | 은하면 화봉리
| 2 | 개 월 | 158 | 149 | 141 | 134 | 130 | 85 | 85 | 85 | 85 | 85 | 134 | 127 | 120 | 114 | 111 | 408 | 408 | 408 | 408 | 408 | 55 | 52 | 49 | 47 | 45 | 홍동 | 홍동 | 홍동 | 홍동 |  | 갈산전문농공단지 | 111 | 111 | 111 | 111 | 111 | 갈산면 | 갈산농공단지 | 갈산농공단지 | 갈산면 취생리
| 1 | 원천리 | 169 | 160 | 151 | 144 | 139 | 28% | 28% | 28% | 28% | 28% | 48 | 45 | 43 | 41 | 39 | 408 | 408 | 408 | 408 | 408 | 20 | 18 | 18 | 17 | 16 | [5 empty] | 광천 김 특화농공단지 | 294 | 294 | 294 | 294 | 294 | 광천읍 | 광천김단지직결 | 광천김단지직결 | 광천읍 벽계리
| 2 | 세 천 | 113 | 107 | 101 | 96 | 93 | 0 | 0 | 0 | 0 | 0 | 0 | 0 | 0 | 0 | 0 | 408 | 408 | 408 | 408 | 408 | 0 | 0 | 0 | 0 | 0 | [5 empty] | 홍성일반산업단지 | 105 | 1301 | 2497 | 2497 | 2497 | 갈산면 | 갈산산업단지 | 갈산산업단지 | 갈산면 취생리
| 2 | 중 원 | 56 | 53 | 50 | 48 | 46 | 85 | 85 | 85 | 85 | 85 | 48 | 45 | 43 | 41 | 39 | 408 | 408 | 408 | 408 | 408 | 20 | 18 | 18 | 17 | 16 | 홍동 | 홍동 | 홍동 | 홍동 |  | 신규 산업단지 |  | 215 | 429 | 429 | 429
| 1 | 홍원리 | 381 | 360 | 340 | 323 | 314 | 85% | 85% | 85% | 85% | 85% | 324 | 306 | 289 | 275 | 267 | 408 | 408 | 408 | 408 | 408 | 132 | 125 | 117 | 111 | 109 | [5 empty] | 갈산2전문농공단지 |  | 215 | 429 | 429 | 429 | 갈산면 |  | 갈산2단지 | 갈산면 운곡리
| 2 | 상 원 | 120 | 113 | 107 | 102 | 99 | 85 | 85 | 85 | 85 | 85 | 102 | 96 | 91 | 87 | 84 | 408 | 408 | 408 | 408 | 408 | 42 | 39 | 37 | 35 | 34 | 홍동 | 홍동 | 홍동 | 홍동
| 2 | 하 원 | 131 | 124 | 117 | 111 | 108 | 85 | 85 | 85 | 85 | 85 | 111 | 105 | 99 | 94 | 92 | 408 | 408 | 408 | 408 | 408 | 45 | 43 | 40 | 38 | 38 | 홍동 | 홍동 | 홍동 | 홍동 | 구 분 |  | 용수수요량 (㎥/일) |  |  |  |  | 비 고 | 배수지 | 배수지2 | 리명칭
| 2 | 모 전 | 130 | 123 | 116 | 110 | 107 | 85 | 85 | 85 | 85 | 85 | 111 | 105 | 99 | 94 | 91 | 408 | 408 | 408 | 408 | 408 | 45 | 43 | 40 | 38 | 37 | 홍동 | 홍동 | 홍동 | 홍동 |  |  | 2015년 | 2020 | 2025 | 2030 | 2035
| 1 | 화신리 | 132 | 125 | 118 | 112 | 109 | 85 | 85 | 85 | 85 | 85 | 112 | 106 | 100 | 95 | 93 | 408 | 408 | 408 | 408 | 408 | 46 | 43 | 41 | 39 | 38 | 홍동 | 홍동 | 홍동 | 홍동 | 총계 |  | 1268 | 1814 | 1814 | 1814 | 1814
| 1 | 문당리 | 225 | 213 | 200 | 191 | 185 | 85% | 85% | 85% | 85% | 85% | 191 | 181 | 170 | 162 | 157 | 408 | 408 | 408 | 408 | 408 | 78 | 74 | 70 | 66 | 64 |  |  |  |  | 관광용수 | 계 |  | 546 | 546 | 546 | 546
| 2 | 문 산 | 171 | 162 | 152 | 145 | 141 | 85 | 85 | 85 | 85 | 85 | 145 | 138 | 129 | 123 | 120 | 408 | 408 | 408 | 408 | 408 | 59 | 56 | 53 | 50 | 49 | 홍동 | 홍동 | 홍동 | 홍동 |  | 남당관광지 |  | 473 | 473 | 473 | 473 | 서부면 |  | 서부 | 서부면
| 2 | 동 곡 | 54 | 51 | 48 | 46 | 44 | 85 | 85 | 85 | 85 | 85 | 46 | 43 | 41 | 39 | 37 | 408 | 408 | 408 | 408 | 408 | 19 | 18 | 17 | 16 | 15 | 홍동 | 홍동 | 홍동 | 홍동 |  | 옥암지구(온천용지) | 73 | 73 | 73 | 73 | 73 | 홍성읍 | 홍성1 | 홍성1 | 홍성읍
| 1 | 금평리 | 238 | 225 | 212 | 202 | 196 | 85% | 85% | 85% | 85% | 85% | 202 | 192 | 181 | 171 | 167 | 408 | 408 | 408 | 408 | 408 | 83 | 78 | 74 | 69 | 69 |  |  |  |  | 대학용수 | 계 | 1084 | 1084 | 1084 | 1084 | 1084
| 2 | 김 애 | 100 | 95 | 89 | 85 | 82 | 85 | 85 | 85 | 85 | 85 | 85 | 81 | 76 | 72 | 70 | 408 | 408 | 408 | 408 | 408 | 35 | 33 | 31 | 29 | 29 | 홍동 | 홍동 | 홍동 | 홍동 |  | 청운대학교 | 685 | 685 | 685 | 685 | 685 | 홍성읍 | 홍성1 | 홍성1 | 홍성읍
| 2 | 상하중 | 138 | 130 | 123 | 117 | 114 | 85 | 85 | 85 | 85 | 85 | 117 | 111 | 105 | 99 | 97 | 408 | 408 | 408 | 408 | 408 | 48 | 45 | 43 | 40 | 40 | 홍동 | 홍동 | 홍동 | 홍동 |  | 혜전대학교 | 348 | 348 | 348 | 348 | 348 | 홍성읍 | 홍성1 | 홍성1 | 홍성읍
| 1 | 구정리 | 257 | 243 | 230 | 218 | 211 | 85% | 85% | 85% | 85% | 85% | 219 | 207 | 196 | 185 | 180 | 408 | 408 | 408 | 408 | 408 | 89 | 84 | 80 | 75 | 74 | [5 empty] | 한국폴리텍Ⅳ홍성대학 | 51 | 51 | 51 | 51 | 51 | 홍성읍 | 홍성1 | 홍성1 | 홍성읍
| 2 | 동 막 | 107 | 101 | 95 | 91 | 88 | 85 | 85 | 85 | 85 | 85 | 91 | 86 | 81 | 77 | 75 | 408 | 408 | 408 | 408 | 408 | 37 | 35 | 33 | 31 | 31 | 홍동 | 홍동 | 홍동 | 홍동 | 교도소용수 | 계 | 184 | 184 | 184 | 184 | 184
| 2 | 고 요 | 150 | 142 | 135 | 127 | 123 | 85 | 85 | 85 | 85 | 85 | 128 | 121 | 115 | 108 | 105 | 408 | 408 | 408 | 408 | 408 | 52 | 49 | 47 | 44 | 43 | 홍동 | 홍동 | 홍동 | 홍동 |  | 홍성교도소 | 184 | 184 | 184 | 184 | 184 | 홍성읍 | 홍성1 | 홍성1 | 홍성읍
| 1 | 신기리 | 352 | 332 | 313 | 300 | 290 | 53% | 53% | 85% | 85% | 85% | 185 | 175 | 266 | 255 | 247 | 408 | 408 | 408 | 408 | 408 | 76 | 71 | 108 | 104 | 100
| 2 | 만 경 | 135 | 127 | 120 | 115 | 111 | 0 | 0 | 85 | 85 | 85 | 0 | 0 | 102 | 98 | 94 | 408 | 408 | 408 | 408 | 408 | 0 | 0 | 42 | 40 | 38 |  |  | 홍동 | 홍동 | 배수지별 총 용수량
| 2 | 신 촌 | 109 | 103 | 97 | 93 | 90 | 85 | 85 | 85 | 85 | 85 | 93 | 88 | 82 | 79 | 77 | 408 | 408 | 408 | 408 | 408 | 38 | 36 | 33 | 32 | 31 | 홍동 | 홍동 | 홍동 | 홍동 | 구분 |  | 2015 | 2020 | 2025 | 2030 | 2035 | 비고
| 2 | 반 교 | 108 | 102 | 96 | 92 | 89 | 85 | 85 | 85 | 85 | 85 | 92 | 87 | 82 | 78 | 76 | 408 | 408 | 408 | 408 | 408 | 38 | 35 | 33 | 32 | 31 | 홍동 | 홍동 | 홍동 | 홍동 | 총용수량 | 홍동 | 1027 | 1011 | 1055 | 1006 | 976
| 1 | 수란리 | 233 | 220 | 209 | 198 | 192 | 85% | 85% | 85% | 85% | 85% | 198 | 187 | 177 | 168 | 163 | 408 | 408 | 408 | 408 | 408 | 81 | 76 | 72 | 68 | 66 | [6 empty] | 0 | 0 | 0 | 0 | 0
| 2 | 수 란 | 86 | 81 | 77 | 73 | 71 | 85 | 85 | 85 | 85 | 85 | 73 | 69 | 65 | 62 | 60 | 408 | 408 | 408 | 408 | 408 | 30 | 28 | 27 | 25 | 24 | 홍동 | 홍동 | 홍동 | 홍동 |  |  | 0 | 0 | 0 | 0 | 0
| 2 | 산 양 | 75 | 71 | 67 | 64 | 62 | 85 | 85 | 85 | 85 | 85 | 64 | 60 | 57 | 54 | 53 | 408 | 408 | 408 | 408 | 408 | 26 | 24 | 23 | 22 | 22 | 홍동 | 홍동 | 홍동 | 홍동 |  |  | 0 | 0 | 0 | 0 | 0
| 2 | 왕 지 | 72 | 68 | 65 | 61 | 59 | 85 | 85 | 85 | 85 | 85 | 61 | 58 | 55 | 52 | 50 | 408 | 408 | 408 | 408 | 408 | 25 | 24 | 22 | 21 | 20 | 홍동 | 홍동 | 홍동 | 홍동 |  |  | 0 | 0 | 0 | 0 | 0
| 1 | 금당리 | 338 | 319 | 300 | 287 | 278 | 35% | 35% | 85% | 85% | 85% | 119 | 112 | 255 | 244 | 237 | 408 | 408 | 408 | 408 | 408 | 49 | 46 | 103 | 100 | 97 | [6 empty] | 0 | 0 | 0 | 0 | 0
| 2 | 성 당 | 140 | 132 | 125 | 119 | 115 | 85 | 85 | 85 | 85 | 85 | 119 | 112 | 106 | 101 | 98 | 408 | 408 | 408 | 408 | 408 | 49 | 46 | 43 | 41 | 40 | 홍동 | 홍동 | 홍동 | 홍동 |  | 계 | 1027 | 1011 | 1055 | 1006 | 976
| 2 | 상하금 | 73 | 69 | 65 | 62 | 60 | 0 | 0 | 85 | 85 | 85 | 0 | 0 | 55 | 53 | 51 | 408 | 408 | 408 | 408 | 408 | 0 | 0 | 22 | 22 | 21 |  |  | 홍동 | 홍동 | 생활용수 | 홍동 | 1027 | 1011 | 1055 | 1006 | 976
| 2 | 백 동 | 125 | 118 | 110 | 106 | 103 | 0 | 0 | 85 | 85 | 85 | 0 | 0 | 94 | 90 | 88 | 408 | 408 | 408 | 408 | 408 | 0 | 0 | 38 | 37 | 36 |  |  | 홍동 | 홍동 |  |  | 0 | 0 | 0 | 0 | 0
| 1 | 효학리 | 130 | 122 | 114 | 110 | 107 | 85% | 85% | 85% | 85% | 85% | 110 | 104 | 97 | 94 | 91 | 408 | 408 | 408 | 408 | 408 | 45 | 43 | 40 | 39 | 37 | [6 empty] | 0 | 0 | 0 | 0 | 0
| 2 | 효 동 | 64 | 60 | 56 | 54 | 53 | 85 | 85 | 85 | 85 | 85 | 54 | 51 | 48 | 46 | 45 | 408 | 408 | 408 | 408 | 408 | 22 | 21 | 20 | 19 | 18 | 홍동 | 홍동 | 홍동 | 홍동 |  |  | 0 | 0 | 0 | 0 | 0
| 2 | 학 계 | 66 | 62 | 58 | 56 | 54 | 85 | 85 | 85 | 85 | 85 | 56 | 53 | 49 | 48 | 46 | 408 | 408 | 408 | 408 | 408 | 23 | 22 | 20 | 20 | 19 | 홍동 | 홍동 | 홍동 | 홍동 |  |  | 0 | 0 | 0 | 0 | 0
| 1 | 대영리 | 121 | 114 | 108 | 103 | 100 | 0 | 85 | 85 | 85 | 85 | 0 | 97 | 92 | 88 | 85 | 408 | 408 | 408 | 408 | 408 | 0 | 40 | 38 | 37 | 36 |  | 홍동 | 홍동 | 홍동 |  |  | 0 | 0 | 0 | 0 | 0
| 1 | 팔괘리 | 235 | 224 | 207 | 202 | 193 | 85% | 85% | 85% | 85% | 85% | 200 | 190 | 176 | 171 | 165 | 408 | 408 | 408 | 408 | 408 | 80 | 78 | 71 | 71 | 65 | [5 empty] | 계 | 1027 | 1011 | 1055 | 1006 | 976
| 2 | 송 정 | 92 | 87 | 81 | 78 | 76 | 85 | 85 | 85 | 85 | 85 | 78 | 74 | 69 | 66 | 65 | 408 | 408 | 408 | 408 | 408 | 32 | 31 | 28 | 28 | 26 | 홍동 | 홍동 | 홍동 | 홍동 | 공업용수(정수) | 홍동 | 0 | 0 | 0 | 0 | 0 | 홍동면
| 2 | 석 산 | 76 | 73 | 67 | 66 | 63 | 85 | 85 | 85 | 85 | 85 | 65 | 62 | 57 | 56 | 54 | 408 | 408 | 408 | 408 | 408 | 26 | 25 | 23 | 23 | 21 | 홍동 | 홍동 | 홍동 | 홍동 |  |  | 0 | 0 | 0 | 0 | 0 | 홍동면
| 2 | 상 팔 | 67 | 64 | 59 | 58 | 54 | 85 | 85 | 85 | 85 | 85 | 57 | 54 | 50 | 49 | 46 | 408 | 408 | 408 | 408 | 408 | 22 | 22 | 20 | 20 | 18 | 홍동 | 홍동 | 홍동 | 홍동 |  |  | 0 | 0 | 0 | 0 | 0 | 홍동면
| 1 | 합계 | 3527 | 3334 | 3141 | 2997 | 2901 | 71.4 | 74.3 | 82.3 | 82.2 | 82.5 | 2518 | 2478 | 2586 | 2465 | 2392 | 408 | 408 | 408 | 408 | 408 | 1027 | 1011 | 1055 | 1006 | 976 | [6 empty] | 0 | 0 | 0 | 0 | 0 | 홍동면
|  |  |  | 1 | 1 | 1 | 1 | 77.9 |  |  |  |  | 0.71392 | 0.74325 | 0.8233 | 0.82249 | 0.82454 | [5 empty] | 1027 | 1011 | 1055 | 1006 | 976 | [6 empty] | 0 | 0 | 0 | 0 | 0 | 홍동면
|  |  | 급수인구 2015년: 2518.278; 급수인구 2020년: 2477.162; 급수인구 2025년: 2585.043; 급수인구 2030년: 2463.534; 급수인구 2035년: 2393.325 | [6 empty] | 0 | 0 | 0 | 0 | 0 | 홍동면
|  |  | 일최대원단위 2035년: 구분; 일최대급수량 2015년: 일최대 급수량 | [5 empty] | 계 | 0 | 0 | 0 | 0 | 0
|  |  | 일최대원단위 2035년: 홍동면; 일최대급수량 2020년: 2020년; 일최대급수량 2025년: 2025년; 일최대급수량 2030년: 2030년; 일최대급수량 2035년: 2035년 |  |  |  |  | 기타용수 | 홍동 | 0 | 0 | 0 | 0 | 0 | 홍동면
|  |  | 일최대급수량 2020년: 1011; 일최대급수량 2025년: 1055; 일최대급수량 2030년: 1006; 일최대급수량 2035년: 976 | [6 empty] | 0 | 0 | 0 | 0 | 0 | 홍동면
[34 empty] | 0 | 0 | 0 | 0 | 0 | 홍동면 | bar: 일최대급수량 2020년 to 일최대급수량 2035년
[34 empty] | 0 | 0 | 0 | 0 | 0 | 홍동면 | bar: 일최대급수량 2015년 to 일최대급수량 2035년
[34 empty] | 0 | 0 | 0 | 0 | 0 | 홍동면
[34 empty] | 0 | 0 | 0 | 0 | 0 | 홍동면
|  |  | 계획인구 2020년: 1단계; 계획인구 2025년: 2단계; 계획인구 2030년: 3단계; 계획인구 2035년: 4단계 | [5 empty] | 계 | 0 | 0 | 0 | 0 | 0
|  | 계 | 계획인구 2020년: 3334; 계획인구 2025년: 3141; 계획인구 2030년: 2997; 계획인구 2035년: 2901
|  | 자연적인구 | 계획인구 2020년: 3334; 계획인구 2025년: 3141; 계획인구 2030년: 2997; 계획인구 2035년: 2901
|  | 사회적인구 | 계획인구 2020년: 1단계; 계획인구 2025년: 2단계; 계획인구 2030년: 3단계; 계획인구 2035년: 4단계; 급수보급율 2015년: 비고
옥암지구
오관구역
남장지구
역재방죽지구
|  |  | 계 | 0 | 0 | 0 | 0

## 장곡면
■ 장곡면 보급율 및 급수인구
읍면동 | 1 | 리구분 | 계획인구 |  |  |  |  | 급수보급율 |  |  |  |  | 급수인구 |  |  |  |  | 일최대원단위 |  |  |  |  | 일최대급수량 |  |  |  |  | 급수분구명(기존) | 급수분구명(1단계) | 급수분구명(2단계) | 급수분구명(3단계) | 구 분 |  | 사용량(㎥/일) |  |  |  |  | 비 고 | 배수지 | 배수지2 | 리명칭
| 1 |  | 2015년 | 2020년 | 2025년 | 2030년 | 2035년 | 2015년 | 2020년 | 2025년 | 2030년 | 2035년 | 2015년 | 2020년 | 2025년 | 2030년 | 2035년 | 2015년 | 2020년 | 2025년 | 2030년 | 2035년 | 2015년 | 2020년 | 2025년 | 2030년 | 2035년 | [6 empty] | 2015년 | 2020 | 2025 | 2030 | 2035
장곡면 | 1 | 도산리 | 335 | 324 | 304 | 291 | 281 | 85% | 85% | 85% | 85% | 85% | 284 | 276 | 259 | 247 | 239 | 408 | 408 | 408 | 408 | 408 | 115 | 113 | 106 | 101 | 97 |  |  |  |  | 공업용 정수 사용량 | 계 | 3403 | 3609 | 5019 | 5019 | 5019
| 2 | 도산 1 | 238 | 230 | 216 | 207 | 200 | 85 | 85 | 85 | 85 | 85 | 202 | 196 | 184 | 176 | 170 | 408 | 408 | 408 | 408 | 408 | 82 | 80 | 75 | 72 | 69 | 홍동 | 홍동 | 홍동 | 홍동 |  | 기존 산업단지 | 3403 | 3394 | 4590 | 4590 | 4590
| 2 | 도산 2 | 97 | 94 | 88 | 84 | 81 | 85 | 85 | 85 | 85 | 85 | 82 | 80 | 75 | 71 | 69 | 408 | 408 | 408 | 408 | 408 | 33 | 33 | 31 | 29 | 28 | 홍동 | 홍동 | 홍동 | 홍동 |  | 구항농공단지 | 1231 | 1231 | 1231 | 1231 | 1231 | 구항면 | 청광직결 | 구항(신) | 구항면 청광리
| 1 | 신풍리 | 216 | 208 | 196 | 188 | 181 | 0% | 85% | 85% | 85% | 85% | 0 | 176 | 167 | 160 | 154 | 408 | 408 | 408 | 408 | 408 | 0 | 72 | 68 | 65 | 63 | [5 empty] | 광천농공단지 | [5 empty] | 광천읍 | 홍동 | 홍동 | 광천읍 신진리
| 2 | 신풍 1 | 54 | 52 | 49 | 47 | 45 | 0 | 85 | 85 | 85 | 85 | 0 | 44 | 42 | 40 | 38 | 408 | 408 | 408 | 408 | 408 | 0 | 18 | 17 | 16 | 16 |  | 홍동 | 홍동 | 홍동 |  | 은하농공단지 | 339 | 339 | 339 | 339 | 339 | 은하면 | 상정리직결 | 상정리직결 | 은하면 장척리
| 2 | 신풍 2 | 75 | 72 | 68 | 65 | 63 | 0 | 85 | 85 | 85 | 85 | 0 | 61 | 58 | 55 | 54 | 408 | 408 | 408 | 408 | 408 | 0 | 25 | 24 | 22 | 22 |  | 홍동 | 홍동 | 홍동 |  | 결성전문농공단지 | 84 | 84 | 84 | 84 | 84 | 결성면 | 은하 | 결성 | 결성면 성곡리
| 2 | 신풍 3 | 87 | 84 | 79 | 76 | 73 | 0 | 85 | 85 | 85 | 85 | 0 | 71 | 67 | 65 | 62 | 408 | 408 | 408 | 408 | 408 | 0 | 29 | 27 | 27 | 25 |  | 홍동 | 홍동 | 홍동 |  | 은하전문농공단지 | 34 | 34 | 34 | 34 | 34 | 은하면 | 은하 | 은하 | 은하면 화봉리
| 1 | 화계리 | 147 | 142 | 134 | 127 | 124 | 33% | 85% | 85% | 85% | 85% | 49 | 121 | 114 | 108 | 106 | 408 | 408 | 408 | 408 | 408 | 20 | 50 | 46 | 45 | 43 | [5 empty] | 갈산전문농공단지 | 111 | 111 | 111 | 111 | 111 | 갈산면 | 갈산농공단지 | 갈산농공단지 | 갈산면 취생리
| 2 | 화계 1 | 89 | 86 | 81 | 77 | 75 | 0 | 85 | 85 | 85 | 85 | 0 | 73 | 69 | 65 | 64 | 408 | 408 | 408 | 408 | 408 | 0 | 30 | 28 | 27 | 26 |  | 홍동 | 홍동 | 홍동 |  | 광천 김 특화농공단지 | 294 | 294 | 294 | 294 | 294 | 광천읍 | 광천김단지직결 | 광천김단지직결 | 광천읍 벽계리
| 2 | 화계 2 | 58 | 56 | 53 | 50 | 49 | 85 | 85 | 85 | 85 | 85 | 49 | 48 | 45 | 43 | 42 | 408 | 408 | 408 | 408 | 408 | 20 | 20 | 18 | 18 | 17 | 홍동 | 홍동 | 홍동 | 홍동 |  | 홍성일반산업단지 | 105 | 1301 | 2497 | 2497 | 2497 | 갈산면 | 갈산산업단지 | 갈산산업단지 | 갈산면 취생리
| 1 | 광성리 | 284 | 274 | 259 | 246 | 238 | 0% | 85% | 85% | 85% | 85% | 0 | 233 | 220 | 210 | 202 | 408 | 408 | 408 | 408 | 408 | 0 | 95 | 90 | 85 | 83 | [5 empty] | 신규 산업단지 |  | 215 | 429 | 429 | 429
| 2 | 광성 1 | 110 | 106 | 100 | 95 | 92 | 0 | 85 | 85 | 85 | 85 | 0 | 90 | 85 | 81 | 78 | 408 | 408 | 408 | 408 | 408 | 0 | 37 | 35 | 33 | 32 |  | 홍동 | 홍동 | 홍동 |  | 갈산2전문농공단지 |  | 215 | 429 | 429 | 429 | 갈산면 |  | 갈산2단지 | 갈산면 운곡리
| 2 | 광성 2 | 81 | 78 | 74 | 70 | 68 | 0 | 85 | 85 | 85 | 85 | 0 | 66 | 63 | 60 | 58 | 408 | 408 | 408 | 408 | 408 | 0 | 27 | 26 | 24 | 24 |  | 홍동 | 홍동 | 홍동
| 2 | 광성 3 | 93 | 90 | 85 | 81 | 78 | 0 | 85 | 85 | 85 | 85 | 0 | 77 | 72 | 69 | 66 | 408 | 408 | 408 | 408 | 408 | 0 | 31 | 29 | 28 | 27 |  | 홍동 | 홍동 | 홍동 | 구 분 |  | 용수수요량 (㎥/일) |  |  |  |  | 비 고 | 배수지 | 배수지2 | 리명칭
| 1 | 오성리 | 140 | 135 | 127 | 121 | 118 | 85 | 85 | 85 | 85 | 85 | 119 | 115 | 108 | 103 | 100 | 408 | 408 | 408 | 408 | 408 | 49 | 47 | 44 | 42 | 41 | 홍동 | 홍동 | 홍동 | 홍동 |  |  | 2015년 | 2020 | 2025 | 2030 | 2035
| 1 | 죽전리 | 105 | 101 | 95 | 91 | 88 | 85 | 85 | 85 | 85 | 85 | 89 | 86 | 81 | 77 | 75 | 408 | 408 | 408 | 408 | 408 | 36 | 35 | 33 | 31 | 31 | 홍동 | 홍동 | 홍동 | 홍동 | 총계 |  | 1268 | 1814 | 1814 | 1814 | 1814
| 1 | 가송리 | 212 | 204 | 192 | 184 | 178 | 85% | 85% | 85% | 85% | 85% | 180 | 174 | 164 | 156 | 152 | 408 | 408 | 408 | 408 | 408 | 74 | 70 | 66 | 64 | 62 |  |  |  |  | 관광용수 | 계 |  | 546 | 546 | 546 | 546
| 2 | 가송 1 | 106 | 102 | 96 | 92 | 89 | 85 | 85 | 85 | 85 | 85 | 90 | 87 | 82 | 78 | 76 | 408 | 408 | 408 | 408 | 408 | 37 | 35 | 33 | 32 | 31 | 홍동 | 홍동 | 홍동 | 홍동 |  | 남당관광지 |  | 473 | 473 | 473 | 473 | 서부면 |  | 서부 | 서부면
| 2 | 가송 2 | 106 | 102 | 96 | 92 | 89 | 85 | 85 | 85 | 85 | 85 | 90 | 87 | 82 | 78 | 76 | 408 | 408 | 408 | 408 | 408 | 37 | 35 | 33 | 32 | 31 | 홍동 | 홍동 | 홍동 | 홍동 |  | 옥암지구(온천용지) | 73 | 73 | 73 | 73 | 73 | 홍성읍 | 홍성1 | 홍성1 | 홍성읍
| 1 | 신동리 | 141 | 136 | 128 | 122 | 118 | 85 | 85 | 85 | 85 | 85 | 119 | 116 | 109 | 104 | 100 | 408 | 408 | 408 | 408 | 408 | 49 | 47 | 44 | 42 | 41 | 홍동 | 홍동 | 홍동 | 홍동 | 대학용수 | 계 | 1084 | 1084 | 1084 | 1084 | 1084
| 1 | 지정리 | 318 | 307 | 289 | 276 | 266 | 85% | 85% | 85% | 85% | 85% | 269 | 261 | 246 | 234 | 227 | 408 | 408 | 408 | 408 | 408 | 109 | 107 | 100 | 95 | 93 | [5 empty] | 청운대학교 | 685 | 685 | 685 | 685 | 685 | 홍성읍 | 홍성1 | 홍성1 | 홍성읍
| 2 | 지정 1 | 227 | 219 | 206 | 197 | 190 | 85 | 85 | 85 | 85 | 85 | 192 | 186 | 175 | 167 | 162 | 408 | 408 | 408 | 408 | 408 | 78 | 76 | 71 | 68 | 66 | 홍동 | 홍동 | 홍동 | 홍동 |  | 혜전대학교 | 348 | 348 | 348 | 348 | 348 | 홍성읍 | 홍성1 | 홍성1 | 홍성읍
| 2 | 지정 2 | 91 | 88 | 83 | 79 | 76 | 85 | 85 | 85 | 85 | 85 | 77 | 75 | 71 | 67 | 65 | 408 | 408 | 408 | 408 | 408 | 31 | 31 | 29 | 27 | 27 | 홍동 | 홍동 | 홍동 | 홍동 |  | 한국폴리텍Ⅳ홍성대학 | 51 | 51 | 51 | 51 | 51 | 홍성읍 | 홍성1 | 홍성1 | 홍성읍
| 1 | 월계리 | 204 | 197 | 185 | 177 | 171 | 0% | 65% | 65% | 65% | 65% | 0 | 128 | 120 | 115 | 111 | 408 | 408 | 408 | 408 | 408 | 0 | 52 | 49 | 47 | 45 |  |  |  |  | 교도소용수 | 계 | 184 | 184 | 184 | 184 | 184
| 2 | 월계 1 | 86 | 83 | 78 | 75 | 72 | 0 | 85 | 85 | 85 | 85 | 0 | 71 | 66 | 64 | 61 | 408 | 408 | 408 | 408 | 408 | 0 | 29 | 27 | 26 | 25 |  | 홍동 | 홍동 | 홍동 |  | 홍성교도소 | 184 | 184 | 184 | 184 | 184 | 홍성읍 | 홍성1 | 홍성1 | 홍성읍
| 2 | 월계 2 | 118 | 114 | 107 | 102 | 99 | 0 | 50 | 50 | 50 | 50 | 0 | 57 | 54 | 51 | 50 | 408 | 408 | 408 | 408 | 408 | 0 | 23 | 22 | 21 | 20 |  | 홍동 | 홍동 | 홍동
| 1 | 행정리 | 167 | 161 | 152 | 145 | 140 | 0% | 84% | 85% | 86% | 85% | 0 | 136 | 129 | 124 | 119 | 408 | 408 | 408 | 408 | 408 | 0 | 56 | 52 | 51 | 48 |  |  |  |  | 배수지별 총 용수량
| 2 | 행정 1 | 80 | 77 | 73 | 69 | 67 | 0 | 85 | 85 | 85 | 85 | 0 | 65 | 62 | 59 | 57 | 408 | 408 | 408 | 408 | 408 | 0 | 27 | 25 | 24 | 23 |  | 홍동 | 홍동 | 홍동 | 구분 |  | 2015 | 2020 | 2025 | 2030 | 2035 | 비고
| 2 | 행정 2 | 87 | 84 | 79 | 76 | 73 | 0 | 85 | 85 | 85 | 85 | 0 | 71 | 67 | 65 | 62 | 408 | 408 | 408 | 408 | 408 | 0 | 29 | 27 | 27 | 25 |  | 홍동 | 홍동 | 홍동 | 총용수량 | 홍동 | 547 | 1065 | 1006 | 958 | 928
| 1 | 천태리 | 224 | 216 | 204 | 194 | 188 | 0% | 85% | 85% | 85% | 85% | 0 | 183 | 174 | 165 | 160 | 408 | 408 | 408 | 408 | 408 | 0 | 74 | 71 | 67 | 65 | [6 empty] | 0 | 0 | 0 | 0 | 0
| 2 | 천태 1 | 103 | 99 | 94 | 89 | 86 | 0 | 85 | 85 | 85 | 85 | 0 | 84 | 80 | 76 | 73 | 408 | 408 | 408 | 408 | 408 | 0 | 34 | 33 | 31 | 30 |  | 홍동 | 홍동 | 홍동 |  |  | 0 | 0 | 0 | 0 | 0
| 2 | 천태 2 | 121 | 117 | 110 | 105 | 102 | 0 | 85 | 85 | 85 | 85 | 0 | 99 | 94 | 89 | 87 | 408 | 408 | 408 | 408 | 408 | 0 | 40 | 38 | 36 | 35 |  | 홍동 | 홍동 | 홍동 |  |  | 0 | 0 | 0 | 0 | 0
| 1 | 산성리 | 156 | 150 | 141 | 135 | 131 | 0% | 85% | 85% | 85% | 85% | 0 | 128 | 120 | 115 | 112 | 408 | 408 | 408 | 408 | 408 | 0 | 52 | 49 | 46 | 47 | [6 empty] | 0 | 0 | 0 | 0 | 0
| 2 | 산성 1 | 106 | 102 | 96 | 92 | 89 | 0 | 85 | 85 | 85 | 85 | 0 | 87 | 82 | 78 | 76 | 408 | 408 | 408 | 408 | 408 | 0 | 35 | 33 | 32 | 32 |  | 홍동 | 홍동 | 홍동 |  |  | 0 | 0 | 0 | 0 | 0
| 2 | 산성 2 | 50 | 48 | 45 | 43 | 42 | 0 | 85 | 85 | 85 | 85 | 0 | 41 | 38 | 37 | 36 | 408 | 408 | 408 | 408 | 408 | 0 | 17 | 16 | 14 | 15 |  | 홍동 | 홍동 | 홍동 |  | 계 | 547 | 1065 | 1006 | 958 | 928
| 1 | 옥계리 | 160 | 154 | 146 | 139 | 134 | 0% | 85% | 86% | 85% | 85% | 0 | 131 | 125 | 118 | 114 | 408 | 408 | 408 | 408 | 408 | 0 | 54 | 51 | 46 | 46 |  |  |  |  | 생활용수 | 홍동 | 547 | 1065 | 1006 | 958 | 928
| 2 | 옥계 1 | 113 | 109 | 103 | 98 | 95 | 0 | 85 | 85 | 85 | 85 | 0 | 93 | 88 | 83 | 81 | 408 | 408 | 408 | 408 | 408 | 0 | 38 | 36 | 33 | 33 |  | 홍동 | 홍동 | 홍동 |  |  | 0 | 0 | 0 | 0 | 0
| 2 | 옥계 2 | 47 | 45 | 43 | 41 | 39 | 0 | 85 | 85 | 85 | 85 | 0 | 38 | 37 | 35 | 33 | 408 | 408 | 408 | 408 | 408 | 0 | 16 | 15 | 13 | 13 |  | 홍동 | 홍동 | 홍동 |  |  | 0 | 0 | 0 | 0 | 0
| 1 | 대현리 | 148 | 143 | 136 | 129 | 127 | 0% | 85% | 85% | 85% | 85% | 0 | 121 | 116 | 110 | 108 | 408 | 408 | 408 | 408 | 408 | 0 | 51 | 49 | 46 | 44 | [6 empty] | 0 | 0 | 0 | 0 | 0
| 2 | 대현 1 | 110 | 106 | 101 | 96 | 94 | 0 | 85 | 85 | 85 | 85 | 0 | 90 | 86 | 82 | 80 | 408 | 408 | 408 | 408 | 408 | 0 | 38 | 36 | 34 | 33 |  | 홍동 | 홍동 | 홍동 |  |  | 0 | 0 | 0 | 0 | 0
| 2 | 대현 2 | 38 | 37 | 35 | 33 | 33 | 0 | 85 | 85 | 85 | 85 | 0 | 31 | 30 | 28 | 28 | 408 | 408 | 408 | 408 | 408 | 0 | 13 | 13 | 12 | 11 |  | 홍동 | 홍동 | 홍동 |  |  | 0 | 0 | 0 | 0 | 0
| 1 | 상송리 | 281 | 273 | 257 | 245 | 236 | 82% | 82% | 83% | 82% | 83% | 231 | 225 | 213 | 202 | 195 | 408 | 408 | 408 | 408 | 408 | 95 | 90 | 88 | 85 | 79 | [5 empty] | 계 | 547 | 1065 | 1006 | 958 | 928
| 2 | 상송 1 | 143 | 138 | 130 | 123 | 120 | 85 | 85 | 85 | 85 | 85 | 121 | 117 | 111 | 105 | 102 | 408 | 408 | 408 | 408 | 408 | 50 | 48 | 46 | 44 | 42 | 홍동 | 홍동 | 홍동 | 홍동 | 공업용수(정수) | 홍동 | 0 | 0 | 0 | 0 | 0 | 장곡면
| 2 | 상송 2 | 54 | 53 | 50 | 48 | 45 | 80 | 80 | 80 | 80 | 80 | 43 | 42 | 40 | 38 | 36 | 408 | 408 | 408 | 408 | 408 | 18 | 16 | 16 | 16 | 15 | 홍동 | 홍동 | 홍동 | 홍동 |  |  | 0 | 0 | 0 | 0 | 0 | 장곡면
| 2 | 상송 3 | 84 | 82 | 77 | 74 | 71 | 80 | 80 | 80 | 80 | 80 | 67 | 66 | 62 | 59 | 57 | 408 | 408 | 408 | 408 | 408 | 27 | 26 | 26 | 25 | 22 | 홍동 | 홍동 | 홍동 | 홍동 |  |  | 0 | 0 | 0 | 0 | 0 | 장곡면
| 1 | 합계 | 3238 | 3125 | 2945 | 2810 | 2719 | 41.4 | 83.5 | 83.7 | 83.6 | 83.6 | 1340 | 2610 | 2465 | 2348 | 2274 | 408 | 408 | 408 | 408 | 408 | 547 | 1065 | 1006 | 958 | 928 | [6 empty] | 0 | 0 | 0 | 0 | 0 | 장곡면
|  |  |  | 1 | 1 | 1 | 1 | 44.7 |  |  |  |  | 0.41384 | 0.8352 | 0.83701 | 0.83559 | 0.83634 | [5 empty] | 547 | 1065 | 1006 | 958 | 928 | [6 empty] | 0 | 0 | 0 | 0 | 0 | 장곡면
|  |  | 급수인구 2015년: 1340.532; 급수인구 2020년: 2609.375; 급수인구 2025년: 2464.965; 급수인구 2030년: 2349.16; 급수인구 2035년: 2273.084 | [6 empty] | 0 | 0 | 0 | 0 | 0 | 장곡면
|  |  | 일최대원단위 2035년: 구분; 일최대급수량 2015년: 일최대 급수량 | [5 empty] | 계 | 0 | 0 | 0 | 0 | 0
|  |  | 일최대원단위 2035년: 장곡면; 일최대급수량 2020년: 2020년; 일최대급수량 2025년: 2025년; 일최대급수량 2030년: 2030년; 일최대급수량 2035년: 2035년 |  |  |  |  | 기타용수 | 홍동 | 0 | 0 | 0 | 0 | 0 | 장곡면
|  |  | 일최대급수량 2020년: 1065; 일최대급수량 2025년: 1006; 일최대급수량 2030년: 958; 일최대급수량 2035년: 928 | [6 empty] | 0 | 0 | 0 | 0 | 0 | 장곡면
[34 empty] | 0 | 0 | 0 | 0 | 0 | 장곡면 | bar: 일최대급수량 2020년 to 일최대급수량 2035년
[34 empty] | 0 | 0 | 0 | 0 | 0 | 장곡면 | bar: 일최대급수량 2015년 to 일최대급수량 2035년
|  |  | 계획인구 2020년: 1단계; 계획인구 2025년: 2단계; 계획인구 2030년: 3단계; 계획인구 2035년: 4단계 | [6 empty] | 0 | 0 | 0 | 0 | 0 | 장곡면
|  | 계 | 계획인구 2020년: 3125; 계획인구 2025년: 2945; 계획인구 2030년: 2810; 계획인구 2035년: 2719 | [6 empty] | 0 | 0 | 0 | 0 | 0 | 장곡면
[33 empty] | 계 | 0 | 0 | 0 | 0 | 0
|  | 자연적인구 | 계획인구 2020년: 3125; 계획인구 2025년: 2945; 계획인구 2030년: 2810; 계획인구 2035년: 2719
|  | 사회적인구 | 계획인구 2020년: 1단계; 계획인구 2025년: 2단계; 계획인구 2030년: 3단계; 계획인구 2035년: 4단계; 급수보급율 2015년: 비고
옥암지구
오관구역
남장지구
역재방죽지구
|  |  | 계 | 0 | 0 | 0 | 0

## 은하면
■ 은하면 보급율 및 급수인구
읍면동 | 1 | 리구분 | 계획인구 |  |  |  |  | 급수보급율 |  |  |  |  | 급수인구 |  |  |  |  | 일최대원단위 |  |  |  |  | 일최대급수량 |  |  |  |  | 급수분구명(기존) | 급수분구명(1단계) | 급수분구명(2단계) | 급수분구명(3단계) | 구 분 |  | 사용량(㎥/일) |  |  |  |  | 비 고 | 배수지 | 배수지2 | 리명칭
| 1 |  | 2015년 | 2020년 | 2025년 | 2030년 | 2035년 | 2015년 | 2020년 | 2025년 | 2030년 | 2035년 | 2015년 | 2020년 | 2025년 | 2030년 | 2035년 | 2015년 | 2020년 | 2025년 | 2030년 | 2035년 | 2015년 | 2020년 | 2025년 | 2030년 | 2035년 | [6 empty] | 2015년 | 2020 | 2025 | 2030 | 2035
은하면 | 1 | 대천리 | 258 | 256 | 241 | 230 | 223 | 90% | 90% | 90% | 90% | 90% | 233 | 231 | 217 | 207 | 201 | 408 | 408 | 408 | 408 | 408 | 95 | 94 | 88 | 85 | 82 |  |  |  |  | 공업용 정수 사용량 | 계 | 3403 | 3609 | 5019 | 5019 | 5019
| 2 | 대 천 | 122 | 121 | 114 | 109 | 105 | 90 | 90 | 90 | 90 | 90 | 110 | 109 | 103 | 98 | 95 | 408 | 408 | 408 | 408 | 408 | 45 | 44 | 42 | 40 | 39 | 은하 | 은하 | 은하 | 은하 |  | 기존 산업단지 | 3403 | 3394 | 4590 | 4590 | 4590
| 2 | 합 천 | 82 | 81 | 77 | 73 | 71 | 90 | 90 | 90 | 90 | 90 | 74 | 73 | 69 | 66 | 64 | 408 | 408 | 408 | 408 | 408 | 30 | 30 | 28 | 27 | 26 | 은하 | 은하 | 은하 | 은하 |  | 구항농공단지 | 1231 | 1231 | 1231 | 1231 | 1231 | 구항면 | 청광직결 | 구항(신) | 구항면 청광리
| 2 | 월 실 | 54 | 54 | 50 | 48 | 47 | 90 | 90 | 90 | 90 | 90 | 49 | 49 | 45 | 43 | 42 | 408 | 408 | 408 | 408 | 408 | 20 | 20 | 18 | 18 | 17 | 은하 | 은하 | 은하 | 은하 |  | 광천농공단지 | [5 empty] | 광천읍 | 홍동 | 홍동 | 광천읍 신진리
| 1 | 유송리 | 132 | 131 | 123 | 118 | 114 | 85 | 85 | 85 | 85 | 85 | 112 | 111 | 105 | 100 | 97 | 408 | 408 | 408 | 408 | 408 | 46 | 45 | 43 | 41 | 40 | 은하 | 은하 | 은하 | 은하 |  | 은하농공단지 | 339 | 339 | 339 | 339 | 339 | 은하면 | 상정리직결 | 상정리직결 | 은하면 장척리
| 1 | 장곡리 | 229 | 227 | 214 | 204 | 197 | 85% | 85% | 85% | 85% | 85% | 195 | 193 | 182 | 174 | 167 | 408 | 408 | 408 | 408 | 408 | 80 | 78 | 74 | 71 | 68 | [5 empty] | 결성전문농공단지 | 84 | 84 | 84 | 84 | 84 | 결성면 | 은하 | 결성 | 결성면 성곡리
| 2 | 월 곡 | 106 | 105 | 99 | 94 | 91 | 85 | 85 | 85 | 85 | 85 | 90 | 89 | 84 | 80 | 77 | 408 | 408 | 408 | 408 | 408 | 37 | 36 | 34 | 33 | 31 | 은하 | 은하 | 은하 | 은하 |  | 은하전문농공단지 | 34 | 34 | 34 | 34 | 34 | 은하면 | 은하 | 은하 | 은하면 화봉리
| 2 | 장 촌 | 123 | 122 | 115 | 110 | 106 | 85 | 85 | 85 | 85 | 85 | 105 | 104 | 98 | 94 | 90 | 408 | 408 | 408 | 408 | 408 | 43 | 42 | 40 | 38 | 37 | 은하 | 은하 | 은하 | 은하 |  | 갈산전문농공단지 | 111 | 111 | 111 | 111 | 111 | 갈산면 | 갈산농공단지 | 갈산농공단지 | 갈산면 취생리
| 1 | 대율리 | 202 | 200 | 189 | 180 | 174 | 85 | 85 | 85 | 85 | 85 | 172 | 170 | 161 | 153 | 148 | 408 | 408 | 408 | 408 | 408 | 70 | 69 | 66 | 62 | 60 | 은하 | 은하 | 은하 | 은하 |  | 광천 김 특화농공단지 | 294 | 294 | 294 | 294 | 294 | 광천읍 | 광천김단지직결 | 광천김단지직결 | 광천읍 벽계리
| 1 | 금국리 | 342 | 339 | 319 | 305 | 295 | 85% | 85% | 85% | 85% | 85% | 291 | 288 | 271 | 259 | 251 | 408 | 408 | 408 | 408 | 408 | 119 | 118 | 110 | 106 | 103 | [5 empty] | 홍성일반산업단지 | 105 | 1301 | 2497 | 2497 | 2497 | 갈산면 | 갈산산업단지 | 갈산산업단지 | 갈산면 취생리
| 2 | 상하국 | 223 | 221 | 208 | 199 | 192 | 85 | 85 | 85 | 85 | 85 | 190 | 188 | 177 | 169 | 163 | 408 | 408 | 408 | 408 | 408 | 78 | 77 | 72 | 69 | 67 | 결성 | 결성 | 결성 | 결성 |  | 신규 산업단지 |  | 215 | 429 | 429 | 429
| 2 | 금 리 | 119 | 118 | 111 | 106 | 103 | 85 | 85 | 85 | 85 | 85 | 101 | 100 | 94 | 90 | 88 | 408 | 408 | 408 | 408 | 408 | 41 | 41 | 38 | 37 | 36 | 은하 | 은하 | 은하 | 은하 |  | 갈산2전문농공단지 |  | 215 | 429 | 429 | 429 | 갈산면 |  | 갈산2단지 | 갈산면 운곡리
| 1 | 학산리 | 262 | 259 | 244 | 234 | 225 | 69% | 69% | 69% | 69% | 69% | 181 | 179 | 168 | 162 | 155 | 408 | 408 | 408 | 408 | 408 | 73 | 73 | 68 | 66 | 64
| 2 | 학 동 | 70 | 69 | 65 | 62 | 60 | 85 | 85 | 85 | 85 | 85 | 60 | 59 | 55 | 53 | 51 | 408 | 408 | 408 | 408 | 408 | 24 | 24 | 22 | 22 | 21 | 은하 | 은하 | 은하 | 은하 | 구 분 |  | 용수수요량 (㎥/일) |  |  |  |  | 비 고 | 배수지 | 배수지2 | 리명칭
| 2 | 내 동 | 49 | 49 | 46 | 44 | 42 | 0 | 0 | 0 | 0 | 0 | 0 | 0 | 0 | 0 | 0 | 408 | 408 | 408 | 408 | 408 | 0 | 0 | 0 | 0 | 0 | [6 empty] | 2015년 | 2020 | 2025 | 2030 | 2035
| 2 | 거 산 | 84 | 83 | 78 | 75 | 72 | 85 | 85 | 85 | 85 | 85 | 71 | 71 | 66 | 64 | 61 | 408 | 408 | 408 | 408 | 408 | 29 | 29 | 27 | 26 | 25 | 은하 | 은하 | 은하 | 은하 | 총계 |  | 1268 | 1814 | 1814 | 1814 | 1814
| 2 | 내 남 | 59 | 58 | 55 | 53 | 51 | 85 | 85 | 85 | 85 | 85 | 50 | 49 | 47 | 45 | 43 | 408 | 408 | 408 | 408 | 408 | 20 | 20 | 19 | 18 | 18 | 은하 | 은하 | 은하 | 은하 | 관광용수 | 계 |  | 546 | 546 | 546 | 546
| 1 | 목현리 | 182 | 180 | 170 | 162 | 157 | 85 | 85 | 85 | 85 | 85 | 155 | 153 | 145 | 138 | 133 | 408 | 408 | 408 | 408 | 408 | 63 | 62 | 59 | 56 | 54 | 은하 | 은하 | 은하 | 은하 |  | 남당관광지 |  | 473 | 473 | 473 | 473 | 서부면 |  | 서부 | 서부면
| 1 | 대판리 | 166 | 164 | 155 | 148 | 143 | 86% | 85% | 85% | 85% | 85% | 142 | 140 | 132 | 126 | 122 | 408 | 408 | 408 | 408 | 408 | 58 | 57 | 53 | 52 | 50 | [5 empty] | 옥암지구(온천용지) | 73 | 73 | 73 | 73 | 73 | 홍성읍 | 홍성1 | 홍성1 | 홍성읍
| 2 | 백 인 | 63 | 62 | 59 | 56 | 54 | 85 | 85 | 85 | 85 | 85 | 54 | 53 | 50 | 48 | 46 | 408 | 408 | 408 | 408 | 408 | 22 | 22 | 20 | 20 | 19 | 은하 | 은하 | 은하 | 은하 | 대학용수 | 계 | 1084 | 1084 | 1084 | 1084 | 1084
| 2 | 대 판 | 103 | 102 | 96 | 92 | 89 | 85 | 85 | 85 | 85 | 85 | 88 | 87 | 82 | 78 | 76 | 408 | 408 | 408 | 408 | 408 | 36 | 35 | 33 | 32 | 31 | 은하 | 은하 | 은하 | 은하 |  | 청운대학교 | 685 | 685 | 685 | 685 | 685 | 홍성읍 | 홍성1 | 홍성1 | 홍성읍
| 1 | 덕실리 | 168 | 166 | 157 | 149 | 145 | 85% | 85% | 85% | 85% | 85% | 143 | 141 | 134 | 127 | 123 | 408 | 408 | 408 | 408 | 408 | 58 | 58 | 55 | 51 | 51 | [5 empty] | 혜전대학교 | 348 | 348 | 348 | 348 | 348 | 홍성읍 | 홍성1 | 홍성1 | 홍성읍
| 2 | 덕 실 | 79 | 78 | 74 | 70 | 68 | 85 | 85 | 85 | 85 | 85 | 67 | 66 | 63 | 60 | 58 | 408 | 408 | 408 | 408 | 408 | 27 | 27 | 26 | 24 | 24 | 은하 | 은하 | 은하 | 은하 |  | 한국폴리텍Ⅳ홍성대학 | 51 | 51 | 51 | 51 | 51 | 홍성읍 | 홍성1 | 홍성1 | 홍성읍
| 2 | 구 동 | 89 | 88 | 83 | 79 | 77 | 85 | 85 | 85 | 85 | 85 | 76 | 75 | 71 | 67 | 65 | 408 | 408 | 408 | 408 | 408 | 31 | 31 | 29 | 27 | 27 | 은하 | 은하 | 은하 | 은하 | 교도소용수 | 계 | 184 | 184 | 184 | 184 | 184
| 1 | 화봉리 | 289 | 286 | 270 | 258 | 250 | 85% | 85% | 85% | 85% | 85% | 246 | 243 | 229 | 219 | 213 | 408 | 408 | 408 | 408 | 408 | 101 | 100 | 94 | 88 | 87 | [5 empty] | 홍성교도소 | 184 | 184 | 184 | 184 | 184 | 홍성읍 | 홍성1 | 홍성1 | 홍성읍
| 2 | 상 가 | 82 | 81 | 77 | 73 | 71 | 85 | 85 | 85 | 85 | 85 | 70 | 69 | 65 | 62 | 60 | 408 | 408 | 408 | 408 | 408 | 29 | 28 | 27 | 25 | 25 | 은하 | 은하 | 은하 | 은하
| 2 | 야 동 | 76 | 75 | 71 | 68 | 66 | 85 | 85 | 85 | 85 | 85 | 65 | 64 | 60 | 58 | 56 | 408 | 408 | 408 | 408 | 408 | 27 | 27 | 24 | 23 | 23 | 은하 | 은하 | 은하 | 은하 | 배수지별 총 용수량
| 2 | 중 가 | 58 | 57 | 54 | 52 | 50 | 85 | 85 | 85 | 85 | 85 | 49 | 48 | 46 | 44 | 43 | 408 | 408 | 408 | 408 | 408 | 20 | 20 | 19 | 18 | 18 | 은하 | 은하 | 은하 | 은하 | 구분 |  | 2015 | 2020 | 2025 | 2030 | 2035 | 비고
| 2 | 하 가 | 73 | 73 | 68 | 65 | 63 | 85 | 85 | 85 | 85 | 85 | 62 | 62 | 58 | 55 | 54 | 408 | 408 | 408 | 408 | 408 | 25 | 25 | 24 | 22 | 21 | 은하 | 은하 | 은하 | 은하 | 총용수량 | 은하 | 857 | 849 | 803 | 768 | 743
| 1 | 장척리 | 398 | 397 | 373 | 354 | 344 | 85% | 85% | 85% | 85% | 85% | 339 | 338 | 317 | 302 | 293 | 408 | 408 | 408 | 408 | 408 | 138 | 138 | 131 | 125 | 117 | [5 empty] | 결성 | 78 | 77 | 72 | 69 | 67
| 2 | 장 척 | 183 | 182 | 171 | 163 | 158 | 85 | 85 | 85 | 85 | 85 | 156 | 155 | 145 | 139 | 135 | 408 | 408 | 408 | 408 | 408 | 64 | 64 | 59 | 56 | 54 | 은하 | 은하 | 은하 | 은하 |  | 상정리직결 | 339 | 339 | 339 | 339 | 339
| 2 | 중 리 | 93 | 93 | 87 | 83 | 80 | 85 | 85 | 85 | 85 | 85 | 79 | 79 | 74 | 71 | 68 | 408 | 408 | 408 | 408 | 408 | 32 | 32 | 31 | 30 | 27 | 은하 | 은하 | 은하 | 은하 |  |  | 0 | 0 | 0 | 0 | 0
| 2 | 포 항 | 122 | 122 | 115 | 108 | 106 | 85 | 85 | 85 | 85 | 85 | 104 | 104 | 98 | 92 | 90 | 408 | 408 | 408 | 408 | 408 | 42 | 42 | 41 | 39 | 36 | 은하 | 은하 | 은하 | 은하 |  |  | 0 | 0 | 0 | 0 | 0
| 1 | 합계 | 2628 | 2605 | 2455 | 2342 | 2267 | 84.1 | 84 | 84 | 84 | 83.9 | 2209 | 2187 | 2061 | 1967 | 1903 | 408 | 408 | 408 | 408 | 408 | 901 | 892 | 841 | 803 | 776 | [6 empty] | 0 | 0 | 0 | 0 | 0
|  |  |  | 1 | 1 | 1 | 1 | 100 |  |  |  |  | 0.84056 | 0.83954 | 0.83951 | 0.83988 | 0.83944 | [5 empty] | 901 | 892 | 841 | 803 | 776 | [5 empty] | 계 | 1274 | 1265 | 1214 | 1176 | 1149
|  |  | 급수인구 2015년: 2210.148; 급수인구 2020년: 2188.2; 급수인구 2025년: 2062.2; 급수인구 2030년: 1967.28; 급수인구 2035년: 1902.013 |  |  |  |  | 생활용수 | 은하 | 823 | 815 | 769 | 734 | 709
|  |  | 일최대원단위 2035년: 구분; 일최대급수량 2015년: 일최대 급수량 | [5 empty] | 결성 | 78 | 77 | 72 | 69 | 67
|  |  | 일최대원단위 2035년: 은하면; 일최대급수량 2020년: 2020년; 일최대급수량 2025년: 2025년; 일최대급수량 2030년: 2030년; 일최대급수량 2035년: 2035년 | [5 empty] | 상정리직결 | 0 | 0 | 0 | 0 | 0
|  |  | 일최대급수량 2020년: 892; 일최대급수량 2025년: 841; 일최대급수량 2030년: 803; 일최대급수량 2035년: 776 | [6 empty] | 0 | 0 | 0 | 0 | 0
[34 empty] | 0 | 0 | 0 | 0 | 0 | bar: 일최대급수량 2020년 to 일최대급수량 2035년
[34 empty] | 0 | 0 | 0 | 0 | 0 | bar: 일최대급수량 2015년 to 일최대급수량 2035년
[33 empty] | 계 | 901 | 892 | 841 | 803 | 776 | bar: 급수인구 2020년
[32 empty] | 공업용수(정수) | 은하 | 34 | 34 | 34 | 34 | 34 | 은하면
[33 empty] | 결성 | 0 | 0 | 0 | 0 | 0 | 은하면
[33 empty] | 상정리직결 | 339 | 339 | 339 | 339 | 339 | 은하면
[34 empty] | 0 | 0 | 0 | 0 | 0 | 은하면
|  |  | 계획인구 2020년: 1단계; 계획인구 2025년: 2단계; 계획인구 2030년: 3단계; 계획인구 2035년: 4단계 | [6 empty] | 0 | 0 | 0 | 0 | 0 | 은하면
|  | 계 | 계획인구 2020년: 2605; 계획인구 2025년: 2455; 계획인구 2030년: 2342; 계획인구 2035년: 2267 | [6 empty] | 0 | 0 | 0 | 0 | 0 | 은하면
[33 empty] | 계 | 373 | 373 | 373 | 373 | 373
|  | 자연적인구 | 계획인구 2020년: 2605; 계획인구 2025년: 2455; 계획인구 2030년: 2342; 계획인구 2035년: 2267 |  |  |  |  | 기타용수 | 은하 | 0 | 0 | 0 | 0 | 0 | 은하면
[33 empty] | 결성 | 0 | 0 | 0 | 0 | 0 | 은하면
|  | 사회적인구 | 계획인구 2020년: 1단계; 계획인구 2025년: 2단계; 계획인구 2030년: 3단계; 계획인구 2035년: 4단계; 급수보급율 2015년: 비고 | [5 empty] | 상정리직결 | 0 | 0 | 0 | 0 | 0 | 은하면
|  |  | 계획인구 2015년: 옥암지구 | [6 empty] | 0 | 0 | 0 | 0 | 0 | 은하면
|  |  | 계획인구 2015년: 오관구역 | [6 empty] | 0 | 0 | 0 | 0 | 0 | 은하면
|  |  | 계획인구 2015년: 남장지구 | [6 empty] | 0 | 0 | 0 | 0 | 0 | 은하면
|  |  | 계획인구 2015년: 역재방죽지구 | [5 empty] | 계 | 0 | 0 | 0 | 0 | 0
|  |  | 계 | 0 | 0 | 0 | 0

## 결성면
■ 결성면 보급율 및 급수인구
읍면동 | 1 | 리구분 | 계획인구 |  |  |  |  | 급수보급율 |  |  |  |  | 급수인구 |  |  |  |  | 일최대원단위 |  |  |  |  | 일최대급수량 |  |  |  |  | 급수분구명(기존) | 급수분구명(1단계) | 급수분구명(2단계) | 급수분구명(3단계) | 구 분 |  | 사용량(㎥/일) |  |  |  |  | 비 고 | 배수지 | 배수지2 | 리명칭
| 1 |  | 2015년 | 2020년 | 2025년 | 2030년 | 2035년 | 2015년 | 2020년 | 2025년 | 2030년 | 2035년 | 2015년 | 2020년 | 2025년 | 2030년 | 2035년 | 2015년 | 2020년 | 2025년 | 2030년 | 2035년 | 2015년 | 2020년 | 2025년 | 2030년 | 2035년 | [6 empty] | 2015년 | 2020 | 2025 | 2030 | 2035
결성면 | 1 | 읍내리 | 425 | 413 | 390 | 372 | 360 | 90% | 90% | 90% | 90% | 90% | 382 | 372 | 351 | 335 | 324 | 408 | 408 | 408 | 408 | 408 | 155 | 152 | 144 | 136 | 132 |  |  |  |  | 공업용 정수 사용량 | 계 | 3403 | 3609 | 5019 | 5019 | 5019
| 2 | 좌우촌 | 328 | 319 | 301 | 287 | 278 | 90 | 90 | 90 | 90 | 90 | 295 | 287 | 271 | 258 | 250 | 408 | 408 | 408 | 408 | 408 | 120 | 117 | 111 | 105 | 102 | 은하 | 결성 | 결성 | 결성 |  | 기존 산업단지 | 3403 | 3394 | 4590 | 4590 | 4590
| 2 | 교 촌 | 97 | 94 | 89 | 85 | 82 | 90 | 90 | 90 | 90 | 90 | 87 | 85 | 80 | 77 | 74 | 408 | 408 | 408 | 408 | 408 | 35 | 35 | 33 | 31 | 30 | 은하 | 결성 | 결성 | 결성 |  | 구항농공단지 | 1231 | 1231 | 1231 | 1231 | 1231 | 구항면 | 청광직결 | 구항(신) | 구항면 청광리
| 1 | 성호리 | 260 | 253 | 238 | 227 | 220 | 85% | 85% | 85% | 85% | 85% | 221 | 215 | 202 | 193 | 187 | 408 | 408 | 408 | 408 | 408 | 91 | 87 | 82 | 78 | 76 | [5 empty] | 광천농공단지 | [5 empty] | 광천읍 | 홍동 | 홍동 | 광천읍 신진리
| 2 | 후청동 | 45 | 44 | 41 | 39 | 38 | 85 | 85 | 85 | 85 | 85 | 38 | 37 | 35 | 33 | 32 | 408 | 408 | 408 | 408 | 408 | 16 | 15 | 14 | 13 | 13 | 은하 | 결성 | 결성 | 결성 |  | 은하농공단지 | 339 | 339 | 339 | 339 | 339 | 은하면 | 상정리직결 | 상정리직결 | 은하면 장척리
| 2 | 가 곡 | 63 | 61 | 58 | 55 | 53 | 85 | 85 | 85 | 85 | 85 | 54 | 52 | 49 | 47 | 45 | 408 | 408 | 408 | 408 | 408 | 22 | 21 | 20 | 19 | 18 | 은하 | 결성 | 결성 | 결성 |  | 결성전문농공단지 | 84 | 84 | 84 | 84 | 84 | 결성면 | 은하 | 결성 | 결성면 성곡리
| 2 | 원성호 | 152 | 148 | 139 | 133 | 129 | 85 | 85 | 85 | 85 | 85 | 129 | 126 | 118 | 113 | 110 | 408 | 408 | 408 | 408 | 408 | 53 | 51 | 48 | 46 | 45 | 결성 | 결성 | 결성 | 결성 |  | 은하전문농공단지 | 34 | 34 | 34 | 34 | 34 | 은하면 | 은하 | 은하 | 은하면 화봉리
| 1 | 성남리 | 217 | 211 | 199 | 190 | 184 | 85% | 85% | 85% | 85% | 85% | 184 | 179 | 170 | 161 | 157 | 408 | 408 | 408 | 408 | 408 | 75 | 73 | 70 | 65 | 65 | [5 empty] | 갈산전문농공단지 | 111 | 111 | 111 | 111 | 111 | 갈산면 | 갈산농공단지 | 갈산농공단지 | 갈산면 취생리
| 2 | 내 남 | 59 | 57 | 54 | 52 | 50 | 85 | 85 | 85 | 85 | 85 | 50 | 48 | 46 | 44 | 43 | 408 | 408 | 408 | 408 | 408 | 20 | 20 | 19 | 18 | 18 | 은하 | 결성 | 결성 | 결성 |  | 광천 김 특화농공단지 | 294 | 294 | 294 | 294 | 294 | 광천읍 | 광천김단지직결 | 광천김단지직결 | 광천읍 벽계리
| 2 | 중 리 | 54 | 53 | 50 | 47 | 46 | 85 | 85 | 85 | 85 | 85 | 46 | 45 | 43 | 40 | 39 | 408 | 408 | 408 | 408 | 408 | 19 | 18 | 18 | 16 | 16 | 은하 | 결성 | 결성 | 결성 |  | 홍성일반산업단지 | 105 | 1301 | 2497 | 2497 | 2497 | 갈산면 | 갈산산업단지 | 갈산산업단지 | 갈산면 취생리
| 2 | 신 리 | 104 | 101 | 95 | 91 | 88 | 85 | 85 | 85 | 85 | 85 | 88 | 86 | 81 | 77 | 75 | 408 | 408 | 408 | 408 | 408 | 36 | 35 | 33 | 31 | 31 | 은하 | 결성 | 결성 | 결성 |  | 신규 산업단지 |  | 215 | 429 | 429 | 429
| 1 | 금곡리 | 243 | 237 | 223 | 213 | 207 | 85% | 85% | 85% | 85% | 85% | 207 | 201 | 190 | 181 | 176 | 408 | 408 | 408 | 408 | 408 | 84 | 81 | 78 | 74 | 72 | [5 empty] | 갈산2전문농공단지 |  | 215 | 429 | 429 | 429 | 갈산면 |  | 갈산2단지 | 갈산면 운곡리
| 2 | 해 동 | 81 | 79 | 74 | 71 | 69 | 85 | 85 | 85 | 85 | 85 | 69 | 67 | 63 | 60 | 59 | 408 | 408 | 408 | 408 | 408 | 28 | 27 | 26 | 24 | 24 | 은하 | 결성 | 결성 | 결성
| 2 | 원 천 | 87 | 85 | 80 | 76 | 74 | 85 | 85 | 85 | 85 | 85 | 74 | 72 | 68 | 65 | 63 | 408 | 408 | 408 | 408 | 408 | 30 | 29 | 28 | 27 | 26 | 은하 | 은하 | 은하 | 은하 | 구 분 |  | 용수수요량 (㎥/일) |  |  |  |  | 비 고 | 배수지 | 배수지2 | 리명칭
| 2 | 원금곡 | 75 | 73 | 69 | 66 | 64 | 85 | 85 | 85 | 85 | 85 | 64 | 62 | 59 | 56 | 54 | 408 | 408 | 408 | 408 | 408 | 26 | 25 | 24 | 23 | 22 | 은하 | 결성 | 결성 | 결성 |  |  | 2015년 | 2020 | 2025 | 2030 | 2035
| 1 | 성곡리 | 254 | 247 | 233 | 223 | 216 | 83% | 83% | 83% | 83% | 83% | 211 | 205 | 193 | 185 | 179 | 408 | 408 | 408 | 408 | 408 | 86 | 84 | 79 | 76 | 73 |  |  |  |  | 총계 |  | 1268 | 1814 | 1814 | 1814 | 1814
| 2 | 원성곡 | 147 | 143 | 135 | 129 | 125 | 85 | 85 | 85 | 85 | 85 | 125 | 122 | 115 | 110 | 106 | 408 | 408 | 408 | 408 | 408 | 51 | 50 | 47 | 45 | 43 | 은하 | 결성 | 결성 | 결성 | 관광용수 | 계 |  | 546 | 546 | 546 | 546
| 2 | 박 철 | 107 | 104 | 98 | 94 | 91 | 80 | 80 | 80 | 80 | 80 | 86 | 83 | 78 | 75 | 73 | 408 | 408 | 408 | 408 | 408 | 35 | 34 | 32 | 31 | 30 | 은하 | 결성 | 결성 | 결성 |  | 남당관광지 |  | 473 | 473 | 473 | 473 | 서부면 |  | 서부 | 서부면
| 1 | 무량리 | 171 | 167 | 157 | 150 | 145 | 85% | 85% | 85% | 85% | 86% | 146 | 142 | 134 | 127 | 124 | 408 | 408 | 408 | 408 | 408 | 59 | 58 | 55 | 51 | 51 | [5 empty] | 옥암지구(온천용지) | 73 | 73 | 73 | 73 | 73 | 홍성읍 | 홍성1 | 홍성1 | 홍성읍
| 2 | 원무량 | 90 | 88 | 83 | 79 | 76 | 85 | 85 | 85 | 85 | 85 | 77 | 75 | 71 | 67 | 65 | 408 | 408 | 408 | 408 | 408 | 31 | 31 | 29 | 27 | 27 | 은하 | 결성 | 결성 | 결성 | 대학용수 | 계 | 1084 | 1084 | 1084 | 1084 | 1084
| 2 | 역 촌 | 81 | 79 | 74 | 71 | 69 | 85 | 85 | 85 | 85 | 85 | 69 | 67 | 63 | 60 | 59 | 408 | 408 | 408 | 408 | 408 | 28 | 27 | 26 | 24 | 24 | 은하 | 결성 | 결성 | 결성 |  | 청운대학교 | 685 | 685 | 685 | 685 | 685 | 홍성읍 | 홍성1 | 홍성1 | 홍성읍
| 1 | 교항리 | 229 | 224 | 211 | 201 | 194 | 85% | 85% | 85% | 85% | 85% | 194 | 191 | 180 | 171 | 165 | 408 | 408 | 408 | 408 | 408 | 80 | 78 | 74 | 70 | 67 | [5 empty] | 혜전대학교 | 348 | 348 | 348 | 348 | 348 | 홍성읍 | 홍성1 | 홍성1 | 홍성읍
| 2 | 자은동 | 72 | 70 | 66 | 63 | 61 | 85 | 85 | 85 | 85 | 85 | 61 | 60 | 56 | 54 | 52 | 408 | 408 | 408 | 408 | 408 | 25 | 24 | 23 | 22 | 21 | 은하 | 결성 | 결성 | 결성 |  | 한국폴리텍Ⅳ홍성대학 | 51 | 51 | 51 | 51 | 51 | 홍성읍 | 홍성1 | 홍성1 | 홍성읍
| 2 | 서지동 | 54 | 53 | 50 | 47 | 46 | 85 | 85 | 85 | 85 | 85 | 46 | 45 | 43 | 40 | 39 | 408 | 408 | 408 | 408 | 408 | 19 | 18 | 18 | 16 | 16 | 은하 | 결성 | 결성 | 결성 | 교도소용수 | 계 | 184 | 184 | 184 | 184 | 184
| 2 | 원교항 | 51 | 50 | 47 | 45 | 43 | 85 | 85 | 85 | 85 | 85 | 43 | 43 | 40 | 38 | 37 | 408 | 408 | 408 | 408 | 408 | 18 | 18 | 16 | 16 | 15 | 은하 | 결성 | 결성 | 결성 |  | 홍성교도소 | 184 | 184 | 184 | 184 | 184 | 홍성읍 | 홍성1 | 홍성1 | 홍성읍
| 2 | 용 동 | 52 | 51 | 48 | 46 | 44 | 85 | 85 | 85 | 85 | 85 | 44 | 43 | 41 | 39 | 37 | 408 | 408 | 408 | 408 | 408 | 18 | 18 | 17 | 16 | 15 | 은하 | 결성 | 결성 | 결성
| 1 | 용호리 | 240 | 233 | 220 | 211 | 203 | 85% | 85% | 85% | 85% | 85% | 204 | 198 | 187 | 179 | 173 | 408 | 408 | 408 | 408 | 408 | 83 | 81 | 76 | 74 | 71 |  |  |  |  | 배수지별 총 용수량
| 2 | 덕 우 | 58 | 56 | 53 | 51 | 49 | 85 | 85 | 85 | 85 | 85 | 49 | 48 | 45 | 43 | 42 | 408 | 408 | 408 | 408 | 408 | 20 | 20 | 18 | 18 | 17 | 은하 | 결성 | 결성 | 결성 | 구분 |  | 2015 | 2020 | 2025 | 2030 | 2035 | 비고
| 2 | 두지동 | 123 | 120 | 113 | 108 | 104 | 85 | 85 | 85 | 85 | 85 | 105 | 102 | 96 | 92 | 88 | 408 | 408 | 408 | 408 | 408 | 43 | 42 | 39 | 38 | 36 | 은하 | 결성 | 결성 | 결성 | 총용수량 | 은하 | 816 | 29 | 28 | 27 | 26
| 2 | 평 산 | 59 | 57 | 54 | 52 | 50 | 85 | 85 | 85 | 85 | 85 | 50 | 48 | 46 | 44 | 43 | 408 | 408 | 408 | 408 | 408 | 20 | 19 | 19 | 18 | 18 | 은하 | 결성 | 결성 | 결성 |  | 결성 | 53 | 819 | 778 | 744 | 724
| 1 | 형산리 | 299 | 292 | 274 | 260 | 252 | 58% | 58% | 85% | 85% | 85% | 174 | 169 | 233 | 221 | 214 | 408 | 408 | 408 | 408 | 408 | 72 | 70 | 93 | 91 | 86 | [5 empty] | 갈산 | 0 | 0 | 29 | 28 | 27
| 2 | 원형산 | 117 | 113 | 107 | 102 | 99 | 85 | 85 | 85 | 85 | 85 | 99 | 96 | 91 | 87 | 84 | 408 | 408 | 408 | 408 | 408 | 41 | 39 | 37 | 36 | 34 | 은하 | 결성 | 결성 | 결성 |  |  | 0 | 0 | 0 | 0 | 0
| 2 | 구수동 | 88 | 86 | 81 | 77 | 74 | 85 | 85 | 85 | 85 | 85 | 75 | 73 | 69 | 65 | 63 | 408 | 408 | 408 | 408 | 408 | 31 | 31 | 27 | 27 | 25 | 은하 | 결성 | 결성 | 결성 |  |  | 0 | 0 | 0 | 0 | 0
| 2 | 주 교 | 94 | 93 | 86 | 81 | 79 | 0 | 0 | 85 | 85 | 85 | 0 | 0 | 73 | 69 | 67 | 408 | 408 | 408 | 408 | 408 | 0 | 0 | 29 | 28 | 27 |  |  | 갈산 | 갈산 |  |  | 0 | 0 | 0 | 0 | 0
| 1 | 합계 | 2338 | 2277 | 2145 | 2047 | 1981 | 82.2 | 82.2 | 85.8 | 85.6 | 85.8 | 1923 | 1872 | 1840 | 1753 | 1699 | 408 | 408 | 408 | 408 | 408 | 785 | 764 | 751 | 715 | 693 | [5 empty] | 계 | 869 | 848 | 835 | 799 | 777
|  |  |  | 1 | 1 | 1 | 1 | 72.6 |  |  |  |  | 0.8225 | 0.82213 | 0.85781 | 0.85638 | 0.85765 | [5 empty] | 785 | 764 | 751 | 715 | 693 |  |  |  |  | 생활용수 | 은하 | 732 | 29 | 28 | 27 | 26
|  |  | 급수인구 2015년: 1921.836; 급수인구 2020년: 1871.694; 급수인구 2025년: 1840.41; 급수인구 2030년: 1752.232; 급수인구 2035년: 1699.698 | [5 empty] | 결성 | 53 | 735 | 694 | 660 | 640
|  |  | 일최대원단위 2035년: 구분; 일최대급수량 2015년: 일최대 급수량 | [5 empty] | 갈산 | 0 | 0 | 29 | 28 | 27
|  |  | 일최대원단위 2035년: 결성면; 일최대급수량 2020년: 2020년; 일최대급수량 2025년: 2025년; 일최대급수량 2030년: 2030년; 일최대급수량 2035년: 2035년 | [6 empty] | 0 | 0 | 0 | 0 | 0
|  |  | 일최대급수량 2020년: 764; 일최대급수량 2025년: 751; 일최대급수량 2030년: 715; 일최대급수량 2035년: 693 | [6 empty] | 0 | 0 | 0 | 0 | 0
[34 empty] | 0 | 0 | 0 | 0 | 0 | bar: 일최대급수량 2020년 to 일최대급수량 2035년
[33 empty] | 계 | 785 | 764 | 751 | 715 | 693 | bar: 일최대급수량 2015년 to 일최대급수량 2035년
[32 empty] | 공업용수(정수) | 은하 | 84 | 0 | 0 | 0 | 0 | 결성면 | bar: 급수인구 2020년
[33 empty] | 결성 | 0 | 84 | 84 | 84 | 84 | 결성면
[33 empty] | 갈산 | 0 | 0 | 0 | 0 | 0 | 결성면
[34 empty] | 0 | 0 | 0 | 0 | 0 | 결성면
[34 empty] | 0 | 0 | 0 | 0 | 0 | 결성면
[34 empty] | 0 | 0 | 0 | 0 | 0 | 결성면
[33 empty] | 계 | 84 | 84 | 84 | 84 | 84
|  |  | 계획인구 2020년: 1단계; 계획인구 2025년: 2단계; 계획인구 2030년: 3단계; 계획인구 2035년: 4단계 |  |  |  |  | 기타용수 | 은하 | 0 | 0 | 0 | 0 | 0 | 결성면
|  | 계 | 계획인구 2020년: 2277; 계획인구 2025년: 2145; 계획인구 2030년: 2047; 계획인구 2035년: 1981 | [5 empty] | 결성 | 0 | 0 | 0 | 0 | 0 | 결성면
[33 empty] | 갈산 | 0 | 0 | 0 | 0 | 0 | 결성면
|  | 자연적인구 | 계획인구 2020년: 2277; 계획인구 2025년: 2145; 계획인구 2030년: 2047; 계획인구 2035년: 1981 | [6 empty] | 0 | 0 | 0 | 0 | 0 | 결성면
[34 empty] | 0 | 0 | 0 | 0 | 0 | 결성면
|  | 사회적인구 | 계획인구 2020년: 1단계; 계획인구 2025년: 2단계; 계획인구 2030년: 3단계; 계획인구 2035년: 4단계; 급수보급율 2015년: 비고 | [6 empty] | 0 | 0 | 0 | 0 | 0 | 결성면
|  |  | 계획인구 2015년: 옥암지구 | [5 empty] | 계 | 0 | 0 | 0 | 0 | 0
오관구역
남장지구
역재방죽지구
|  |  | 계 | 0 | 0 | 0 | 0

## 서부면
■ 서부면 보급율 및 급수인구
읍면동 | 1 | 리구분 | 계획인구 |  |  |  |  | 급수보급율 |  |  |  |  | 급수인구 |  |  |  |  | 일최대원단위 |  |  |  |  | 일최대급수량 |  |  |  |  | 급수분구명(기존) | 급수분구명(1단계) | 급수분구명(2단계) | 급수분구명(3단계) | 구 분 |  | 사용량(㎥/일) |  |  |  |  | 비 고 | 배수지 | 배수지2 | 리명칭
| 1 |  | 2015년 | 2020년 | 2025년 | 2030년 | 2035년 | 2015년 | 2020년 | 2025년 | 2030년 | 2035년 | 2015년 | 2020년 | 2025년 | 2030년 | 2035년 | 2015년 | 2020년 | 2025년 | 2030년 | 2035년 | 2015년 | 2020년 | 2025년 | 2030년 | 2035년 | [6 empty] | 2015년 | 2020 | 2025 | 2030 | 2035
서부면 | 1 | 이호리 | 509 | 481 | 453 | 433 | 418 | 90% | 90% | 90% | 90% | 90% | 458 | 434 | 408 | 390 | 376 | 408 | 408 | 408 | 408 | 408 | 187 | 176 | 166 | 159 | 154 |  |  |  |  | 공업용 정수 사용량 | 계 | 3403 | 3609 | 5019 | 5019 | 5019
| 2 | 산수동 | 96 | 91 | 85 | 82 | 79 | 90 | 90 | 90 | 90 | 90 | 86 | 82 | 77 | 74 | 71 | 408 | 408 | 408 | 408 | 408 | 35 | 33 | 31 | 30 | 29 | 결성 | 서부 | 서부 | 서부 |  | 기존 산업단지 | 3403 | 3394 | 4590 | 4590 | 4590
| 2 | 중 촌 | 291 | 275 | 259 | 247 | 239 | 90 | 90 | 90 | 90 | 90 | 262 | 248 | 233 | 222 | 215 | 408 | 408 | 408 | 408 | 408 | 107 | 101 | 95 | 91 | 88 | 결성 | 서부 | 서부 | 서부 |  | 구항농공단지 | 1231 | 1231 | 1231 | 1231 | 1231 | 구항면 | 청광직결 | 구항(신) | 구항면 청광리
| 2 | 하 촌 | 122 | 115 | 109 | 104 | 100 | 90 | 90 | 90 | 90 | 90 | 110 | 104 | 98 | 94 | 90 | 408 | 408 | 408 | 408 | 408 | 45 | 42 | 40 | 38 | 37 | 결성 | 서부 | 서부 | 서부 |  | 광천농공단지 | [5 empty] | 광천읍 | 홍동 | 홍동 | 광천읍 신진리
| 1 | 광리 | 190 | 179 | 169 | 161 | 156 | 0% | 0% | 85% | 85% | 85% | 0 | 0 | 144 | 137 | 133 | 408 | 408 | 408 | 408 | 408 | 0 | 0 | 58 | 56 | 54 | [5 empty] | 은하농공단지 | 339 | 339 | 339 | 339 | 339 | 은하면 | 상정리직결 | 상정리직결 | 은하면 장척리
| 2 | 소 리 | 124 | 117 | 110 | 105 | 102 | 0 | 0 | 85 | 85 | 85 | 0 | 0 | 94 | 89 | 87 | 408 | 408 | 408 | 408 | 408 | 0 | 0 | 38 | 36 | 35 |  |  | 서부 | 서부 |  | 결성전문농공단지 | 84 | 84 | 84 | 84 | 84 | 결성면 | 은하 | 결성 | 결성면 성곡리
| 2 | 중 광 | 66 | 62 | 59 | 56 | 54 | 0 | 0 | 85 | 85 | 85 | 0 | 0 | 50 | 48 | 46 | 408 | 408 | 408 | 408 | 408 | 0 | 0 | 20 | 20 | 19 |  |  | 서부 | 서부 |  | 은하전문농공단지 | 34 | 34 | 34 | 34 | 34 | 은하면 | 은하 | 은하 | 은하면 화봉리
| 1 | 궁리 | 499 | 471 | 443 | 424 | 410 | 44% | 85% | 85% | 85% | 85% | 222 | 400 | 377 | 360 | 349 | 408 | 408 | 408 | 408 | 408 | 91 | 164 | 153 | 146 | 142 | [5 empty] | 갈산전문농공단지 | 111 | 111 | 111 | 111 | 111 | 갈산면 | 갈산농공단지 | 갈산농공단지 | 갈산면 취생리
| 2 | 당 곡 | 124 | 117 | 110 | 105 | 102 | 0 | 85 | 85 | 85 | 85 | 0 | 99 | 94 | 89 | 87 | 408 | 408 | 408 | 408 | 408 | 0 | 40 | 38 | 36 | 35 |  | 서부 | 서부 | 서부 |  | 광천 김 특화농공단지 | 294 | 294 | 294 | 294 | 294 | 광천읍 | 광천김단지직결 | 광천김단지직결 | 광천읍 벽계리
| 2 | 산 막 | 114 | 108 | 101 | 97 | 94 | 0 | 85 | 85 | 85 | 85 | 0 | 92 | 86 | 82 | 80 | 408 | 408 | 408 | 408 | 408 | 0 | 38 | 35 | 33 | 33 |  | 서부 | 서부 | 서부 |  | 홍성일반산업단지 | 105 | 1301 | 2497 | 2497 | 2497 | 갈산면 | 갈산산업단지 | 갈산산업단지 | 갈산면 취생리
| 2 | 하 리 | 179 | 169 | 159 | 152 | 147 | 85 | 85 | 85 | 85 | 85 | 152 | 144 | 135 | 129 | 125 | 408 | 408 | 408 | 408 | 408 | 62 | 59 | 55 | 53 | 51 | 결성 | 서부 | 서부 | 서부 |  | 신규 산업단지 |  | 215 | 429 | 429 | 429
| 2 | 원 당 | 82 | 77 | 73 | 70 | 67 | 85 | 85 | 85 | 85 | 85 | 70 | 65 | 62 | 60 | 57 | 408 | 408 | 408 | 408 | 408 | 29 | 27 | 25 | 24 | 23 | 결성 | 서부 | 서부 | 서부 |  | 갈산2전문농공단지 |  | 215 | 429 | 429 | 429 | 갈산면 |  | 갈산2단지 | 갈산면 운곡리
| 1 | 상황리 | 286 | 270 | 254 | 242 | 235 | 70% | 85% | 85% | 85% | 85% | 201 | 230 | 216 | 205 | 200 | 408 | 408 | 408 | 408 | 408 | 82 | 93 | 88 | 84 | 82
| 2 | 상 황 | 123 | 116 | 109 | 104 | 101 | 50 | 85 | 85 | 85 | 85 | 62 | 99 | 93 | 88 | 86 | 408 | 408 | 408 | 408 | 408 | 25 | 40 | 38 | 36 | 35 | 결성 | 서부 | 서부 | 서부 | 구 분 |  | 용수수요량 (㎥/일) |  |  |  |  | 비 고 | 배수지 | 배수지2 | 리명칭
| 2 | 속 동 | 163 | 154 | 145 | 138 | 134 | 85 | 85 | 85 | 85 | 85 | 139 | 131 | 123 | 117 | 114 | 408 | 408 | 408 | 408 | 408 | 57 | 53 | 50 | 48 | 47 | 결성 | 서부 | 서부 | 서부 |  |  | 2015년 | 2020 | 2025 | 2030 | 2035
| 1 | 거차리 | 179 | 169 | 159 | 152 | 147 | 37% | 85% | 86% | 85% | 85% | 67 | 144 | 136 | 129 | 125 | 408 | 408 | 408 | 408 | 408 | 27 | 59 | 55 | 52 | 51 |  |  |  |  | 총계 |  | 1268 | 1814 | 1814 | 1814 | 1814
| 2 | 거 차 | 100 | 94 | 89 | 85 | 82 | 0 | 85 | 85 | 85 | 85 | 0 | 80 | 76 | 72 | 70 | 408 | 408 | 408 | 408 | 408 | 0 | 33 | 31 | 29 | 29 |  | 서부 | 서부 | 서부 | 관광용수 | 계 |  | 546 | 546 | 546 | 546
| 2 | 장 동 | 79 | 75 | 70 | 67 | 65 | 85 | 85 | 85 | 85 | 85 | 67 | 64 | 60 | 57 | 55 | 408 | 408 | 408 | 408 | 408 | 27 | 26 | 24 | 23 | 22 | 결성 | 서부 | 서부 | 서부 |  | 남당관광지 |  | 473 | 473 | 473 | 473 | 서부면 |  | 서부 | 서부면
| 1 | 어사리 | 412 | 389 | 367 | 350 | 338 | 73% | 85% | 85% | 85% | 85% | 300 | 330 | 312 | 298 | 287 | 408 | 408 | 408 | 408 | 408 | 123 | 134 | 127 | 122 | 117 | [5 empty] | 옥암지구(온천용지) | 73 | 73 | 73 | 73 | 73 | 홍성읍 | 홍성1 | 홍성1 | 홍성읍
| 2 | 송 촌 | 145 | 137 | 129 | 123 | 119 | 50 | 85 | 85 | 85 | 85 | 73 | 116 | 110 | 105 | 101 | 408 | 408 | 408 | 408 | 408 | 30 | 47 | 45 | 43 | 41 | 결성 | 서부 | 서부 | 서부 | 대학용수 | 계 | 1084 | 1084 | 1084 | 1084 | 1084
| 2 | 어 사 | 267 | 252 | 238 | 227 | 219 | 85 | 85 | 85 | 85 | 85 | 227 | 214 | 202 | 193 | 186 | 408 | 408 | 408 | 408 | 408 | 93 | 87 | 82 | 79 | 76 | 결성 | 서부 | 서부 | 서부 |  | 청운대학교 | 685 | 685 | 685 | 685 | 685 | 홍성읍 | 홍성1 | 홍성1 | 홍성읍
| 1 | 남당리 | 664 | 627 | 591 | 564 | 545 | 88% | 89% | 88% | 88% | 88% | 587 | 555 | 523 | 499 | 482 | 408 | 408 | 408 | 408 | 408 | 239 | 227 | 214 | 204 | 196 | [5 empty] | 혜전대학교 | 348 | 348 | 348 | 348 | 348 | 홍성읍 | 홍성1 | 홍성1 | 홍성읍
| 2 | 남 당 | 466 | 440 | 415 | 396 | 383 | 90 | 90 | 90 | 90 | 90 | 419 | 396 | 374 | 356 | 345 | 408 | 408 | 408 | 408 | 408 | 171 | 162 | 153 | 145 | 141 | 결성 | 서부 | 서부 | 서부 |  | 한국폴리텍Ⅳ홍성대학 | 51 | 51 | 51 | 51 | 51 | 홍성읍 | 홍성1 | 홍성1 | 홍성읍
| 2 | 내 동 | 111 | 105 | 99 | 94 | 91 | 85 | 85 | 85 | 85 | 85 | 94 | 89 | 84 | 80 | 77 | 408 | 408 | 408 | 408 | 408 | 38 | 36 | 34 | 33 | 31 | 결성 | 서부 | 서부 | 서부 | 교도소용수 | 계 | 184 | 184 | 184 | 184 | 184
| 2 | 소 도 | 87 | 82 | 77 | 74 | 71 | 85 | 85 | 85 | 85 | 85 | 74 | 70 | 65 | 63 | 60 | 408 | 408 | 408 | 408 | 408 | 30 | 29 | 27 | 26 | 24 | 결성 | 서부 | 서부 | 서부 |  | 홍성교도소 | 184 | 184 | 184 | 184 | 184 | 홍성읍 | 홍성1 | 홍성1 | 홍성읍
| 1 | 신리 | 183 | 173 | 163 | 156 | 150 | 62% | 85% | 85% | 85% | 85% | 114 | 147 | 139 | 133 | 127 | 408 | 408 | 408 | 408 | 408 | 47 | 60 | 57 | 54 | 53
| 2 | 신 리 | 121 | 114 | 108 | 103 | 99 | 50 | 85 | 85 | 85 | 85 | 61 | 97 | 92 | 88 | 84 | 408 | 408 | 408 | 408 | 408 | 25 | 40 | 38 | 36 | 35 | 결성 | 서부 | 서부 | 서부 | 배수지별 총 용수량
| 2 | 안흥동 | 62 | 59 | 55 | 53 | 51 | 85 | 85 | 85 | 85 | 85 | 53 | 50 | 47 | 45 | 43 | 408 | 408 | 408 | 408 | 408 | 22 | 20 | 19 | 18 | 18 | 결성 | 서부 | 서부 | 서부 | 구분 |  | 2015 | 2020 | 2025 | 2030 | 2035 | 비고
| 1 | 양곡리 | 106 | 100 | 94 | 90 | 87 | 0 | 50 | 85 | 85 | 85 | 0 | 50 | 80 | 77 | 74 | 408 | 408 | 408 | 408 | 408 | 0 | 20 | 33 | 31 | 30 |  | 서부 | 서부 | 서부 | 총용수량 | 결성 | 963 | 0 | 0 | 0 | 0
| 1 | 판교리 | 278 | 262 | 247 | 235 | 229 | 85% | 85% | 85% | 86% | 85% | 236 | 222 | 210 | 201 | 195 | 408 | 408 | 408 | 408 | 408 | 96 | 91 | 87 | 84 | 80 | [5 empty] | 서부 | 0 | 1593 | 1601 | 1549 | 1514
| 2 | 판 교 | 97 | 92 | 86 | 82 | 80 | 85 | 85 | 85 | 85 | 85 | 82 | 78 | 73 | 70 | 68 | 408 | 408 | 408 | 408 | 408 | 33 | 32 | 30 | 29 | 28 | 결성 | 서부 | 서부 | 서부 |  |  | 0 | 0 | 0 | 0 | 0
| 2 | 신 촌 | 64 | 60 | 57 | 54 | 53 | 85 | 85 | 85 | 85 | 85 | 54 | 51 | 48 | 46 | 45 | 408 | 408 | 408 | 408 | 408 | 22 | 21 | 20 | 19 | 18 | 결성 | 서부 | 서부 | 서부 |  |  | 0 | 0 | 0 | 0 | 0
| 2 | 묵 동 | 34 | 32 | 30 | 29 | 28 | 85 | 85 | 85 | 85 | 85 | 29 | 27 | 26 | 25 | 24 | 408 | 408 | 408 | 408 | 408 | 12 | 11 | 11 | 11 | 10 | 결성 | 서부 | 서부 | 서부 |  |  | 0 | 0 | 0 | 0 | 0
| 2 | 수룡동 | 83 | 78 | 74 | 70 | 68 | 85 | 85 | 85 | 85 | 85 | 71 | 66 | 63 | 60 | 58 | 408 | 408 | 408 | 408 | 408 | 29 | 27 | 26 | 25 | 24 | 결성 | 서부 | 서부 | 서부 |  |  | 0 | 0 | 0 | 0 | 0
| 1 | 중리 | 207 | 197 | 186 | 175 | 170 | 85% | 85% | 85% | 85% | 85% | 176 | 168 | 158 | 149 | 144 | 408 | 408 | 408 | 408 | 408 | 71 | 69 | 65 | 60 | 58 | [5 empty] | 계 | 963 | 1593 | 1601 | 1549 | 1514
| 2 | 능 동 | 45 | 43 | 40 | 38 | 37 | 85 | 85 | 85 | 85 | 85 | 38 | 37 | 34 | 32 | 31 | 408 | 408 | 408 | 408 | 408 | 15 | 15 | 14 | 13 | 13 | 결성 | 서부 | 서부 | 서부 | 생활용수 | 결성 | 963 | 0 | 0 | 0 | 0
| 2 | 대흥동 | 79 | 75 | 71 | 67 | 65 | 85 | 85 | 85 | 85 | 85 | 67 | 64 | 60 | 57 | 55 | 408 | 408 | 408 | 408 | 408 | 27 | 26 | 24 | 23 | 22 | 결성 | 서부 | 서부 | 서부 |  | 서부 | 0 | 1120 | 1128 | 1076 | 1041
| 2 | 원중리 | 83 | 79 | 75 | 70 | 68 | 85 | 85 | 85 | 85 | 85 | 71 | 67 | 64 | 60 | 58 | 408 | 408 | 408 | 408 | 408 | 29 | 28 | 27 | 24 | 23 | 결성 | 서부 | 서부 | 서부 |  |  | 0 | 0 | 0 | 0 | 0
| 1 | 죽도리 | 70 | 66 | 62 | 60 | 59 | 0 | 100 | 100 | 100 | 100 | 0 | 66 | 62 | 60 | 59 | 408 | 408 | 408 | 408 | 408 | 0 | 27 | 25 | 24 | 24 |  | 서부 | 서부 | 서부 |  |  | 0 | 0 | 0 | 0 | 0
| 1 | 합계 | 3583 | 3384 | 3188 | 3042 | 2944 | 65.9 | 81.1 | 86.7 | 86.7 | 86.7 | 2361 | 2746 | 2765 | 2638 | 2551 | 408 | 408 | 408 | 408 | 408 | 963 | 1120 | 1128 | 1076 | 1041 | [6 empty] | 0 | 0 | 0 | 0 | 0
|  |  |  | 1 | 1 | 1 | 1 | 84.2 |  |  |  |  | 0.65895 | 0.81147 | 0.86731 | 0.86719 | 0.86651 | [5 empty] | 963 | 1120 | 1128 | 1076 | 1041 | [6 empty] | 0 | 0 | 0 | 0 | 0
|  |  | 급수인구 2015년: 2361.197; 급수인구 2020년: 2744.424; 급수인구 2025년: 2763.996; 급수인구 2030년: 2637.414; 급수인구 2035년: 2552.448 | [5 empty] | 계 | 963 | 1120 | 1128 | 1076 | 1041
|  |  | 일최대원단위 2035년: 구분; 일최대급수량 2015년: 일최대 급수량 |  |  |  |  | 공업용수(정수) | 결성 | 0 | 0 | 0 | 0 | 0 | 서부면
|  |  | 일최대원단위 2035년: 서부면; 일최대급수량 2020년: 2020년; 일최대급수량 2025년: 2025년; 일최대급수량 2030년: 2030년; 일최대급수량 2035년: 2035년 | [5 empty] | 서부 | 0 | 0 | 0 | 0 | 0 | 서부면
|  |  | 일최대급수량 2020년: 1120; 일최대급수량 2025년: 1128; 일최대급수량 2030년: 1076; 일최대급수량 2035년: 1041 | [6 empty] | 0 | 0 | 0 | 0 | 0 | 서부면
[34 empty] | 0 | 0 | 0 | 0 | 0 | 서부면 | bar: 일최대급수량 2020년 to 일최대급수량 2035년
[34 empty] | 0 | 0 | 0 | 0 | 0 | 서부면 | bar: 일최대급수량 2015년 to 일최대급수량 2035년
[34 empty] | 0 | 0 | 0 | 0 | 0 | 서부면 | bar: 급수인구 2020년
[33 empty] | 계 | 0 | 0 | 0 | 0 | 0
[32 empty] | 기타용수 | 결성 | 0 | 0 | 0 | 0 | 0 | 서부면
[33 empty] | 서부 | 0 | 473 | 473 | 473 | 473 | 서부면
|  |  | 계획인구 2020년: 1단계; 계획인구 2025년: 2단계; 계획인구 2030년: 3단계; 계획인구 2035년: 4단계 | [6 empty] | 0 | 0 | 0 | 0 | 0 | 서부면
|  | 계 | 계획인구 2020년: 3384; 계획인구 2025년: 3188; 계획인구 2030년: 3042; 계획인구 2035년: 2944 | [6 empty] | 0 | 0 | 0 | 0 | 0 | 서부면
[34 empty] | 0 | 0 | 0 | 0 | 0 | 서부면
|  | 자연적인구 | 계획인구 2020년: 3384; 계획인구 2025년: 3188; 계획인구 2030년: 3042; 계획인구 2035년: 2944 | [6 empty] | 0 | 0 | 0 | 0 | 0 | 서부면
[33 empty] | 계 | 0 | 473 | 473 | 473 | 473
|  | 사회적인구 | 계획인구 2020년: 1단계; 계획인구 2025년: 2단계; 계획인구 2030년: 3단계; 계획인구 2035년: 4단계; 급수보급율 2015년: 비고
옥암지구
오관구역
남장지구
역재방죽지구
|  |  | 계 | 0 | 0 | 0 | 0

## 갈산면
■ 갈산면 보급율 및 급수인구
읍면동 | 1 | 리구분 | 계획인구 |  |  |  |  | 급수보급율 |  |  |  |  | 급수인구 |  |  |  |  | 일최대원단위 |  |  |  |  | 일최대급수량 |  |  |  |  | 급수분구명(기존) | 급수분구명(1단계) | 급수분구명(2단계) | 급수분구명(3단계) | 구 분 |  | 사용량(㎥/일) |  |  |  |  | 비 고 | 배수지 | 배수지2 | 리명칭
| 1 |  | 2015년 | 2020년 | 2025년 | 2030년 | 2035년 | 2015년 | 2020년 | 2025년 | 2030년 | 2035년 | 2015년 | 2020년 | 2025년 | 2030년 | 2035년 | 2015년 | 2020년 | 2025년 | 2030년 | 2035년 | 2015년 | 2020년 | 2025년 | 2030년 | 2035년 | [6 empty] | 2015년 | 2020 | 2025 | 2030 | 2035
갈산면 | 1 | 상촌리 | 853 | 829 | 781 | 745 | 721 | 90% | 90% | 90% | 90% | 90% | 768 | 746 | 703 | 671 | 649 | 408 | 408 | 408 | 408 | 408 | 314 | 305 | 287 | 274 | 265 |  |  |  |  | 공업용 정수 사용량 | 계 | 3403 | 3609 | 5019 | 5019 | 5019
| 2 | 상 촌 | 402 | 391 | 368 | 351 | 340 | 90 | 90 | 90 | 90 | 90 | 362 | 352 | 331 | 316 | 306 | 408 | 408 | 408 | 408 | 408 | 148 | 144 | 135 | 129 | 125 | 갈산 | 갈산 | 갈산 | 갈산 |  | 기존 산업단지 | 3403 | 3394 | 4590 | 4590 | 4590
| 2 | 노 동 | 451 | 438 | 413 | 394 | 381 | 90 | 90 | 90 | 90 | 90 | 406 | 394 | 372 | 355 | 343 | 408 | 408 | 408 | 408 | 408 | 166 | 161 | 152 | 145 | 140 | 갈산 | 갈산 | 갈산 | 갈산 |  | 구항농공단지 | 1231 | 1231 | 1231 | 1231 | 1231 | 구항면 | 청광직결 | 구항(신) | 구항면 청광리
| 1 | 내갈리 | 356 | 346 | 326 | 311 | 301 | 71% | 89% | 89% | 89% | 89% | 254 | 308 | 290 | 276 | 268 | 408 | 408 | 408 | 408 | 408 | 104 | 126 | 119 | 112 | 109 | [5 empty] | 광천농공단지 | [5 empty] | 광천읍 | 홍동 | 홍동 | 광천읍 신진리
| 2 | 내 갈 | 282 | 274 | 258 | 246 | 238 | 90 | 90 | 90 | 90 | 90 | 254 | 247 | 232 | 221 | 214 | 408 | 408 | 408 | 408 | 408 | 104 | 101 | 95 | 90 | 87 | 갈산 | 갈산 | 갈산 | 갈산 |  | 은하농공단지 | 339 | 339 | 339 | 339 | 339 | 은하면 | 상정리직결 | 상정리직결 | 은하면 장척리
| 2 | 다 산 | 74 | 72 | 68 | 65 | 63 | 0 | 85 | 85 | 85 | 85 | 0 | 61 | 58 | 55 | 54 | 408 | 408 | 408 | 408 | 408 | 0 | 25 | 24 | 22 | 22 |  | 갈산 | 갈산 | 갈산 |  | 결성전문농공단지 | 84 | 84 | 84 | 84 | 84 | 결성면 | 은하 | 결성 | 결성면 성곡리
| 1 | 신안리 | 292 | 284 | 268 | 255 | 247 | 0% | 0% | 47% | 85% | 85% | 0 | 0 | 125 | 217 | 210 | 408 | 408 | 408 | 408 | 408 | 0 | 0 | 51 | 89 | 86 | [5 empty] | 은하전문농공단지 | 34 | 34 | 34 | 34 | 34 | 은하면 | 은하 | 은하 | 은하면 화봉리
| 2 | 신 촌 | 85 | 83 | 78 | 74 | 72 | 0 | 0 | 85 | 85 | 85 | 0 | 0 | 66 | 63 | 61 | 408 | 408 | 408 | 408 | 408 | 0 | 0 | 27 | 26 | 25 |  |  | 갈산 | 갈산 |  | 갈산전문농공단지 | 111 | 111 | 111 | 111 | 111 | 갈산면 | 갈산농공단지 | 갈산농공단지 | 갈산면 취생리
| 2 | 안 악 | 75 | 73 | 69 | 66 | 63 | 0 | 0 | 85 | 85 | 85 | 0 | 0 | 59 | 56 | 54 | 408 | 408 | 408 | 408 | 408 | 0 | 0 | 24 | 23 | 22 |  |  | 갈산 | 갈산 |  | 광천 김 특화농공단지 | 294 | 294 | 294 | 294 | 294 | 광천읍 | 광천김단지직결 | 광천김단지직결 | 광천읍 벽계리
| 2 | 구 성 | 132 | 128 | 121 | 115 | 112 | 0 | 0 | 0 | 85 | 85 | 0 | 0 | 0 | 98 | 95 | 408 | 408 | 408 | 408 | 408 | 0 | 0 | 0 | 40 | 39 |  |  |  | 갈산 |  | 홍성일반산업단지 | 105 | 1301 | 2497 | 2497 | 2497 | 갈산면 | 갈산산업단지 | 갈산산업단지 | 갈산면 취생리
| 1 | 가곡리 | 184 | 179 | 168 | 160 | 155 | 0% | 0% | 0% | 85% | 85% | 0 | 0 | 0 | 136 | 131 | 408 | 408 | 408 | 408 | 408 | 0 | 0 | 0 | 56 | 53 | [5 empty] | 신규 산업단지 |  | 215 | 429 | 429 | 429
| 2 | 노 상 | 69 | 67 | 63 | 60 | 58 | 0 | 0 | 0 | 85 | 85 | 0 | 0 | 0 | 51 | 49 | 408 | 408 | 408 | 408 | 408 | 0 | 0 | 0 | 21 | 20 |  |  |  | 갈산 |  | 갈산2전문농공단지 |  | 215 | 429 | 429 | 429 | 갈산면 | 갈산2단지 | 갈산2단지 | 갈산면 운곡리
| 2 | 동 막 | 115 | 112 | 105 | 100 | 97 | 0 | 0 | 0 | 85 | 85 | 0 | 0 | 0 | 85 | 82 | 408 | 408 | 408 | 408 | 408 | 0 | 0 | 0 | 35 | 33 |  |  |  | 갈산
| 1 | 갈오리 | 42 | 41 | 38 | 37 | 36 | 85 | 85 | 85 | 85 | 85 | 36 | 35 | 33 | 32 | 31 | 408 | 408 | 408 | 408 | 408 | 15 | 14 | 13 | 13 | 13 | 구항(구) | 구항(구) | 구항(신) | 구항(신) | 구 분 |  | 용수수요량 (㎥/일) |  |  |  |  | 비 고 | 배수지 | 배수지2 | 리명칭
| 1 | 동산리 | 173 | 168 | 158 | 151 | 146 | 0 | 85 | 85 | 85 | 85 | 0 | 143 | 135 | 129 | 125 | 408 | 408 | 408 | 408 | 408 | 0 | 58 | 55 | 53 | 51 |  | 구항(신) | 구항(신) | 구항(신) |  |  | 2015년 | 2020 | 2025 | 2030 | 2035
| 1 | 쌍천리 | 133 | 129 | 122 | 116 | 112 | 0 | 85 | 85 | 85 | 85 | 0 | 110 | 104 | 99 | 96 | 408 | 408 | 408 | 408 | 408 | 0 | 27 | 25 | 24 | 24 |  | 갈산 | 갈산 | 갈산 | 총계 |  | 1268 | 1814 | 1814 | 1814 | 1814
|  |  | 일최대급수량 2015년: 0; 일최대급수량 2020년: 18; 일최대급수량 2025년: 17; 일최대급수량 2030년: 16; 일최대급수량 2035년: 16 |  | 구항(신) | 구항(신) | 구항(신)
| 1 | 행산리 | 202 | 197 | 185 | 177 | 171 | 85% | 85% | 85% | 85% | 85% | 172 | 168 | 157 | 151 | 146 | 408 | 408 | 408 | 408 | 408 | 70 | 68 | 64 | 62 | 59 |  |  |  |  | 관광용수 | 계 |  | 546 | 546 | 546 | 546
| 2 | 이 동 | 48 | 47 | 44 | 42 | 41 | 85 | 85 | 85 | 85 | 85 | 41 | 40 | 37 | 36 | 35 | 408 | 408 | 408 | 408 | 408 | 17 | 16 | 15 | 15 | 14 | 갈산 | 갈산 | 갈산 | 갈산 |  | 남당관광지 |  | 473 | 473 | 473 | 473 | 서부면 |  | 서부 | 서부면
| 2 | 신 기 | 154 | 150 | 141 | 135 | 130 | 85 | 85 | 85 | 85 | 85 | 131 | 128 | 120 | 115 | 111 | 408 | 408 | 408 | 408 | 408 | 53 | 52 | 49 | 47 | 45 | 갈산농공단지 | 갈산농공단지 | 갈산농공단지 | 갈산농공단지 |  | 옥암지구(온천용지) | 73 | 73 | 73 | 73 | 73 | 홍성읍 | 홍성1 | 홍성1 | 홍성읍
| 1 | 오두리 | 230 | 224 | 210 | 200 | 194 | 85% | 85% | 85% | 85% | 85% | 196 | 190 | 178 | 170 | 164 | 408 | 408 | 408 | 408 | 408 | 80 | 78 | 72 | 70 | 66 |  |  |  |  | 대학용수 | 계 | 1084 | 1084 | 1084 | 1084 | 1084
| 2 | 사 혜 | 115 | 112 | 105 | 100 | 97 | 85 | 85 | 85 | 85 | 85 | 98 | 95 | 89 | 85 | 82 | 408 | 408 | 408 | 408 | 408 | 40 | 39 | 36 | 35 | 33 | 갈산농공단지 | 갈산농공단지 | 갈산농공단지 | 갈산농공단지 |  | 청운대학교 | 685 | 685 | 685 | 685 | 685 | 홍성읍 | 홍성1 | 홍성1 | 홍성읍
| 2 | 오 두 | 115 | 112 | 105 | 100 | 97 | 85 | 85 | 85 | 85 | 85 | 98 | 95 | 89 | 85 | 82 | 408 | 408 | 408 | 408 | 408 | 40 | 39 | 36 | 35 | 33 | 갈산농공단지 | 갈산농공단지 | 갈산농공단지 | 갈산농공단지 |  | 혜전대학교 | 348 | 348 | 348 | 348 | 348 | 홍성읍 | 홍성1 | 홍성1 | 홍성읍
| 1 | 부기리 | 195 | 190 | 178 | 171 | 165 | 36% | 36% | 85% | 85% | 85% | 70 | 68 | 152 | 145 | 141 | 408 | 408 | 408 | 408 | 408 | 29 | 28 | 62 | 59 | 57 | [5 empty] | 한국폴리텍Ⅳ홍성대학 | 51 | 51 | 51 | 51 | 51 | 홍성읍 | 홍성1 | 홍성1 | 홍성읍
| 2 | 진 죽 | 82 | 80 | 75 | 72 | 69 | 85 | 85 | 85 | 85 | 85 | 70 | 68 | 64 | 61 | 59 | 408 | 408 | 408 | 408 | 408 | 29 | 28 | 26 | 25 | 24 | 갈산농공단지 | 갈산농공단지 | 갈산농공단지 | 갈산농공단지 | 교도소용수 | 계 | 184 | 184 | 184 | 184 | 184
| 2 | 부 기 | 113 | 110 | 103 | 99 | 96 | 0 | 0 | 85 | 85 | 85 | 0 | 0 | 88 | 84 | 82 | 408 | 408 | 408 | 408 | 408 | 0 | 0 | 36 | 34 | 33 |  |  | 갈산농공단지 | 갈산농공단지 |  | 홍성교도소 | 184 | 184 | 184 | 184 | 184 | 홍성읍 | 홍성1 | 홍성1 | 홍성읍
| 1 | 기산리 | 203 | 198 | 186 | 177 | 172 | 50% | 85% | 85% | 85% | 85% | 102 | 168 | 158 | 151 | 146 | 408 | 408 | 408 | 408 | 408 | 41 | 69 | 64 | 61 | 60
| 2 | 산 직 | 80 | 78 | 73 | 70 | 68 | 50 | 85 | 85 | 85 | 85 | 40 | 66 | 62 | 60 | 58 | 408 | 408 | 408 | 408 | 408 | 16 | 27 | 25 | 24 | 24 | 갈산농공단지 | 갈산농공단지 | 갈산농공단지 | 갈산농공단지 | 배수지별 총 용수량
| 2 | 사 천 | 123 | 120 | 113 | 107 | 104 | 50 | 85 | 85 | 85 | 85 | 62 | 102 | 96 | 91 | 88 | 408 | 408 | 408 | 408 | 408 | 25 | 42 | 39 | 37 | 36 | 갈산농공단지 | 갈산농공단지 | 갈산농공단지 | 갈산농공단지 | 구분 |  | 2015 | 2020 | 2025 | 2030 | 2035 | 비고
| 1 | 동성리 | 241 | 234 | 220 | 210 | 203 | 36% | 36% | 85% | 85% | 85% | 87 | 84 | 187 | 179 | 172 | 408 | 408 | 408 | 408 | 408 | 35 | 34 | 76 | 73 | 70 |  |  |  |  | 총용수량 | 갈산 | 435 | 474 | 587 | 655 | 634
| 2 | 동 곡 | 102 | 99 | 93 | 89 | 86 | 85 | 85 | 85 | 85 | 85 | 87 | 84 | 79 | 76 | 73 | 408 | 408 | 408 | 408 | 408 | 35 | 34 | 32 | 31 | 30 | 갈산농공단지 | 갈산농공단지 | 갈산농공단지 | 갈산농공단지 |  | 구항(구) | 15 | 14 | 0 | 0 | 0
| 2 | 성 촌 | 139 | 135 | 127 | 121 | 117 | 0 | 0 | 85 | 85 | 85 | 0 | 0 | 108 | 103 | 99 | 408 | 408 | 408 | 408 | 408 | 0 | 0 | 44 | 42 | 40 |  |  | 갈산농공단지 | 갈산농공단지 |  | 갈산농공단지 | 466 | 486 | 561 | 539 | 525
| 1 | 취생리 | 221 | 215 | 202 | 193 | 187 | 50 | 50 | 50 | 50 | 50 | 111 | 108 | 101 | 97 | 94 | 408 | 408 | 408 | 408 | 408 | 45 | 44 | 41 | 40 | 38 | 갈산농공단지 | 갈산농공단지 | 갈산농공단지 | 갈산농공단지 |  | 구항(신) | 0 | 76 | 85 | 82 | 80
| 1 | 운곡리 | 191 | 184 | 175 | 167 | 161 | 0% | 0% | 85% | 85% | 85% | 0 | 0 | 149 | 142 | 137 | 408 | 408 | 408 | 408 | 408 | 0 | 0 | 61 | 58 | 56 | [5 empty] | 갈산산업단지 | 105 | 1301 | 2497 | 2497 | 2497
| 2 | 운 정 | 93 | 89 | 85 | 81 | 79 | 0 | 0 | 85 | 85 | 85 | 0 | 0 | 72 | 69 | 67 | 408 | 408 | 408 | 408 | 408 | 0 | 0 | 29 | 28 | 27 |  |  | 갈산 | 갈산 |  | 갈산2단지 | 0 | 215 | 429 | 429 | 429
| 2 | 신 곡 | 98 | 95 | 90 | 86 | 82 | 0 | 0 | 85 | 85 | 85 | 0 | 0 | 77 | 73 | 70 | 408 | 408 | 408 | 408 | 408 | 0 | 0 | 32 | 30 | 29 |  |  | 갈산 | 갈산 |  | 계 | 1021 | 2566 | 4159 | 4202 | 4165
| 1 | 와리 | 261 | 253 | 241 | 229 | 221 | 68% | 68% | 85% | 85% | 85% | 178 | 173 | 205 | 195 | 188 | 408 | 408 | 408 | 408 | 408 | 72 | 70 | 86 | 78 | 78 |  |  |  |  | 생활용수 | 갈산 | 435 | 474 | 587 | 655 | 634
| 2 | 목 과 | 64 | 62 | 59 | 56 | 54 | 85 | 85 | 85 | 85 | 85 | 54 | 53 | 50 | 48 | 46 | 408 | 408 | 408 | 408 | 408 | 22 | 22 | 21 | 20 | 20 | 갈산농공단지 | 갈산농공단지 | 갈산농공단지 | 갈산농공단지 |  | 구항(구) | 15 | 14 | 0 | 0 | 0
| 2 | 압 곡 | 51 | 50 | 47 | 45 | 43 | 0 | 0 | 85 | 85 | 85 | 0 | 0 | 40 | 38 | 37 | 408 | 408 | 408 | 408 | 408 | 0 | 0 | 17 | 15 | 15 |  |  | 갈산농공단지 | 갈산농공단지 |  | 갈산농공단지 | 355 | 375 | 450 | 428 | 414
| 2 | 원 와 | 146 | 141 | 135 | 128 | 124 | 85 | 85 | 85 | 85 | 85 | 124 | 120 | 115 | 109 | 105 | 408 | 408 | 408 | 408 | 408 | 50 | 48 | 48 | 43 | 43 | 갈산농공단지 | 갈산농공단지 | 갈산농공단지 | 갈산농공단지 |  | 구항(신) | 0 | 76 | 85 | 82 | 80
| 1 | 대사리 | 95 | 91 | 87 | 83 | 81 | 0 | 0 | 80 | 80 | 80 | 0 | 0 | 70 | 66 | 65 | 408 | 408 | 408 | 408 | 408 | 0 | 0 | 29 | 27 | 27 |  |  | 갈산 | 갈산 |  | 갈산산업단지 | 0 | 0 | 0 | 0 | 0
| 1 | 합계 | 3872 | 3762 | 3545 | 3382 | 3273 | 51 | 61.2 | 77.5 | 84.4 | 84.4 | 1974 | 2301 | 2747 | 2856 | 2763 | 408 | 408 | 408 | 408 | 408 | 805 | 939 | 1122 | 1165 | 1128 | [5 empty] | 갈산2단지 | 0 | 0 | 0 | 0 | 0
|  |  |  | 1 | 1 | 1 | 1 | 72.9 |  |  |  |  | 0.50981 | 0.61164 | 0.77489 | 0.84447 | 0.84418 | [5 empty] | 805 | 939 | 1122 | 1165 | 1127 | [5 empty] | 계 | 805 | 939 | 1122 | 1165 | 1128
|  |  | 급수인구 2015년: 1974.72; 급수인구 2020년: 2302.344; 급수인구 2025년: 2747.375; 급수인구 2030년: 2854.408; 급수인구 2035년: 2762.412 |  |  |  |  | 공업용수(정수) | 갈산 | 0 | 0 | 0 | 0 | 0 | 갈산면
|  |  | 일최대원단위 2035년: 구분; 일최대급수량 2015년: 일최대 급수량 | [5 empty] | 구항(구) | 0 | 0 | 0 | 0 | 0 | 갈산면
|  |  | 일최대원단위 2035년: 갈산면; 일최대급수량 2020년: 2020년; 일최대급수량 2025년: 2025년; 일최대급수량 2030년: 2030년; 일최대급수량 2035년: 2035년 | [5 empty] | 갈산농공단지 | 111 | 111 | 111 | 111 | 111 | 갈산면
|  |  | 일최대급수량 2020년: 939; 일최대급수량 2025년: 1122; 일최대급수량 2030년: 1165; 일최대급수량 2035년: 1128 | [5 empty] | 구항(신) | 0 | 0 | 0 | 0 | 0 | 갈산면
[33 empty] | 갈산산업단지 | 105 | 1301 | 2497 | 2497 | 2497 | 갈산면 | bar: 일최대급수량 2020년 to 일최대급수량 2035년
[33 empty] | 갈산2단지 | 0 | 215 | 429 | 429 | 429 | 갈산면 | bar: 일최대급수량 2015년 to 일최대급수량 2035년
|  |  | 계획인구 2020년: 1단계; 계획인구 2025년: 2단계; 계획인구 2030년: 3단계; 계획인구 2035년: 4단계 | [5 empty] | 계 | 216 | 1627 | 3037 | 3037 | 3037
|  | 계 | 계획인구 2020년: 3762; 계획인구 2025년: 3545; 계획인구 2030년: 3382; 계획인구 2035년: 3273 |  |  |  |  | 기타용수 | 갈산 | 0 | 0 | 0 | 0 | 0 | 갈산면
[33 empty] | 구항(구) | 0 | 0 | 0 | 0 | 0 | 갈산면
|  | 자연적인구 | 계획인구 2020년: 3762; 계획인구 2025년: 3545; 계획인구 2030년: 3382; 계획인구 2035년: 3273 | [5 empty] | 갈산농공단지 | 0 | 0 | 0 | 0 | 0 | 갈산면
[33 empty] | 구항(신) | 0 | 0 | 0 | 0 | 0 | 갈산면
|  | 사회적인구 | 계획인구 2020년: 1단계; 계획인구 2025년: 2단계; 계획인구 2030년: 3단계; 계획인구 2035년: 4단계; 급수보급율 2015년: 비고 | [5 empty] | 갈산산업단지 | 0 | 0 | 0 | 0 | 0 | 갈산면
|  |  | 계획인구 2015년: 옥암지구 | [5 empty] | 갈산2단지 | 0 | 0 | 0 | 0 | 0 | 갈산면
|  |  | 계획인구 2015년: 오관구역 | [5 empty] | 계 | 0 | 0 | 0 | 0 | 0
남장지구
역재방죽지구
|  |  | 계 | 0 | 0 | 0 | 0

## 구항면
■ 구항면 보급율 및 급수인구
읍면동 | 1 | 리구분 | 계획인구 |  |  |  |  | 급수보급율 |  |  |  |  | 급수인구 |  |  |  |  | 일최대원단위 |  |  |  |  | 일최대급수량 |  |  |  |  | 급수분구명(기존) | 급수분구명(1단계) | 급수분구명(2단계) | 급수분구명(3단계) | 구 분 |  | 사용량(㎥/일) |  |  |  |  | 비 고 | 배수지 | 배수지2 | 리명칭
| 1 |  | 2015년 | 2020년 | 2025년 | 2030년 | 2035년 | 2015년 | 2020년 | 2025년 | 2030년 | 2035년 | 2015년 | 2020년 | 2025년 | 2030년 | 2035년 | 2015년 | 2020년 | 2025년 | 2030년 | 2035년 | 2015년 | 2020년 | 2025년 | 2030년 | 2035년 | [6 empty] | 2015년 | 2020 | 2025 | 2030 | 2035
구항면 | 1 | 황곡리 | 294 | 286 | 270 | 257 | 249 | 0% | 85% | 85% | 85% | 85% | 0 | 243 | 229 | 218 | 212 | 408 | 408 | 408 | 408 | 408 | 0 | 99 | 93 | 89 | 87 |  |  |  |  | 공업용 정수 사용량 | 계 | 3403 | 3609 | 5019 | 5019 | 5019
| 2 | 황 곡 | 158 | 154 | 145 | 138 | 134 | 0 | 85 | 85 | 85 | 85 | 0 | 131 | 123 | 117 | 114 | 408 | 408 | 408 | 408 | 408 | 0 | 53 | 50 | 48 | 47 |  | 구항(신) | 구항(신) | 구항(신) |  | 기존 산업단지 | 3403 | 3394 | 4590 | 4590 | 4590
| 2 | 하 대 | 136 | 132 | 125 | 119 | 115 | 0 | 85 | 85 | 85 | 85 | 0 | 112 | 106 | 101 | 98 | 408 | 408 | 408 | 408 | 408 | 0 | 46 | 43 | 41 | 40 |  | 구항(신) | 구항(신) | 구항(신) |  | 구항농공단지 | 1231 | 1231 | 1231 | 1231 | 1231 | 구항면 | 청광직결 | 구항(신) | 구항면 청광리
| 1 | 오봉리 | 966 | 939 | 884 | 844 | 818 | 89% | 89% | 89% | 89% | 89% | 857 | 833 | 784 | 748 | 725 | 408 | 408 | 408 | 408 | 408 | 350 | 339 | 320 | 305 | 296 | [5 empty] | 광천농공단지 | [5 empty] | 광천읍 | 홍동 | 홍동 | 광천읍 신진리
| 2 | 오 봉 | 710 | 690 | 650 | 620 | 601 | 90 | 90 | 90 | 90 | 90 | 639 | 621 | 585 | 558 | 541 | 408 | 408 | 408 | 408 | 408 | 261 | 233 | 220 | 209 | 203 | 구항(구) | 구항(구) | 구항(신) | 구항(신) |  | 은하농공단지 | 339 | 339 | 339 | 339 | 339 | 은하면 | 상정리직결 | 상정리직결 | 은하면 장척리
|  |  | 일최대급수량 2020년: 20; 일최대급수량 2025년: 19; 일최대급수량 2030년: 18; 일최대급수량 2035년: 18 |  | 구항(신) | 구항(신) | 구항(신)
| 2 | 봉 지 | 256 | 249 | 234 | 224 | 217 | 85 | 85 | 85 | 85 | 85 | 218 | 212 | 199 | 190 | 184 | 408 | 408 | 408 | 408 | 408 | 89 | 86 | 81 | 78 | 75 | 구항(구) | 구항(구) | 구항(신) | 구항(신) |  | 결성전문농공단지 | 84 | 84 | 84 | 84 | 84 | 결성면 | 은하 | 결성 | 결성면 성곡리
| 1 | 공리 | 262 | 255 | 240 | 229 | 222 | 59% | 59% | 59% | 59% | 59% | 154 | 150 | 141 | 134 | 130 | 408 | 408 | 408 | 408 | 408 | 63 | 61 | 58 | 55 | 53 | [5 empty] | 은하전문농공단지 | 34 | 34 | 34 | 34 | 34 | 은하면 | 은하 | 은하 | 은하면 화봉리
| 2 | 공 리 | 181 | 176 | 166 | 158 | 153 | 85 | 85 | 85 | 85 | 85 | 154 | 150 | 141 | 134 | 130 | 408 | 408 | 408 | 408 | 408 | 63 | 61 | 58 | 55 | 53 | 구항(구) | 구항(신) | 구항(신) | 구항(신) |  | 갈산전문농공단지 | 111 | 111 | 111 | 111 | 111 | 갈산면 | 갈산농공단지 | 갈산농공단지 | 갈산면 취생리
| 2 | 화 리 | 81 | 79 | 74 | 71 | 69 | 0 | 0 | 0 | 0 | 0 | 0 | 0 | 0 | 0 | 0 | 408 | 408 | 408 | 408 | 408 | 0 | 0 | 0 | 0 | 0 | [5 empty] | 광천 김 특화농공단지 | 294 | 294 | 294 | 294 | 294 | 광천읍 | 광천김단지직결 | 광천김단지직결 | 광천읍 벽계리
| 1 | 남산리 | 132 | 128 | 121 | 115 | 112 | 85 | 85 | 85 | 85 | 85 | 112 | 109 | 103 | 98 | 96 | 408 | 408 | 408 | 408 | 408 | 46 | 44 | 42 | 40 | 39 | 장양직결 | 구항(신) | 구항(신) | 구항(신) |  | 홍성일반산업단지 | 105 | 1301 | 2497 | 2497 | 2497 | 갈산면 | 갈산산업단지 | 갈산산업단지 | 갈산면 취생리
| 1 | 장양리 | 250 | 243 | 229 | 219 | 212 | 70% | 83% | 83% | 83% | 83% | 176 | 201 | 190 | 181 | 176 | 408 | 408 | 408 | 408 | 408 | 72 | 82 | 78 | 74 | 71 | [5 empty] | 신규 산업단지 |  | 215 | 429 | 429 | 429
| 2 | 장 양 | 144 | 140 | 132 | 126 | 122 | 85 | 85 | 85 | 85 | 85 | 123 | 119 | 112 | 107 | 104 | 408 | 408 | 408 | 408 | 408 | 50 | 49 | 46 | 44 | 42 | 장양직결 | 구항(신) | 구항(신) | 구항(신) |  | 갈산2전문농공단지 |  | 215 | 429 | 429 | 429 | 갈산면 |  | 갈산2단지 | 갈산면 운곡리
| 2 | 벌 리 | 106 | 103 | 97 | 93 | 90 | 50 | 80 | 80 | 80 | 80 | 53 | 82 | 78 | 74 | 72 | 408 | 408 | 408 | 408 | 408 | 22 | 33 | 32 | 30 | 29 | 장양직결 | 구항(신) | 구항(신) | 구항(신)
| 1 | 태봉리 | 175 | 170 | 160 | 153 | 149 | 0% | 85% | 85% | 85% | 85% | 0 | 144 | 136 | 130 | 126 | 408 | 408 | 408 | 408 | 408 | 0 | 59 | 56 | 53 | 51 |  |  |  |  | 구 분 |  | 용수수요량 (㎥/일) |  |  |  |  | 비 고 | 배수지 | 배수지2 | 리명칭
| 2 | 태 봉 | 107 | 104 | 98 | 94 | 91 | 0 | 85 | 85 | 85 | 85 | 0 | 88 | 83 | 80 | 77 | 408 | 408 | 408 | 408 | 408 | 0 | 36 | 34 | 33 | 31 |  | 구항(신) | 구항(신) | 구항(신) |  |  | 2015년 | 2020 | 2025 | 2030 | 2035
| 2 | 외 중 | 68 | 66 | 62 | 59 | 58 | 0 | 85 | 85 | 85 | 85 | 0 | 56 | 53 | 50 | 49 | 408 | 408 | 408 | 408 | 408 | 0 | 23 | 22 | 20 | 20 |  | 구항(신) | 구항(신) | 구항(신) | 총계 |  | 1268 | 1814 | 1814 | 1814 | 1814
| 1 | 내현리 | 313 | 304 | 287 | 274 | 265 | 0% | 85% | 85% | 85% | 85% | 0 | 259 | 244 | 233 | 226 | 408 | 408 | 408 | 408 | 408 | 0 | 106 | 99 | 95 | 92 |  |  |  |  | 관광용수 | 계 |  | 546 | 546 | 546 | 546
| 2 | 내 현 | 106 | 103 | 97 | 93 | 90 | 0 | 85 | 85 | 85 | 85 | 0 | 88 | 82 | 79 | 77 | 408 | 408 | 408 | 408 | 408 | 0 | 36 | 33 | 32 | 31 |  | 구항(신) | 구항(신) | 구항(신) |  | 남당관광지 |  | 473 | 473 | 473 | 473 | 서부면 |  | 서부 | 서부면
| 2 | 화 산 | 109 | 106 | 100 | 95 | 92 | 0 | 85 | 85 | 85 | 85 | 0 | 90 | 85 | 81 | 78 | 408 | 408 | 408 | 408 | 408 | 0 | 37 | 35 | 33 | 32 |  | 구항(신) | 구항(신) | 구항(신) |  | 옥암지구(온천용지) | 73 | 73 | 73 | 73 | 73 | 홍성읍 | 홍성1 | 홍성1 | 홍성읍
| 2 | 발 현 | 98 | 95 | 90 | 86 | 83 | 0 | 85 | 85 | 85 | 85 | 0 | 81 | 77 | 73 | 71 | 408 | 408 | 408 | 408 | 408 | 0 | 33 | 31 | 30 | 29 |  | 구항(신) | 구항(신) | 구항(신) | 대학용수 | 계 | 1084 | 1084 | 1084 | 1084 | 1084
| 1 | 지정리 | 357 | 347 | 327 | 312 | 302 | 0% | 85% | 85% | 85% | 85% | 0 | 295 | 278 | 265 | 257 | 408 | 408 | 408 | 408 | 408 | 0 | 120 | 114 | 108 | 104 | [5 empty] | 청운대학교 | 685 | 685 | 685 | 685 | 685 | 홍성읍 | 홍성1 | 홍성1 | 홍성읍
| 2 | 지 석 | 114 | 111 | 104 | 100 | 96 | 0 | 85 | 85 | 85 | 85 | 0 | 94 | 88 | 85 | 82 | 408 | 408 | 408 | 408 | 408 | 0 | 38 | 36 | 35 | 33 |  | 구항(신) | 구항(신) | 구항(신) |  | 혜전대학교 | 348 | 348 | 348 | 348 | 348 | 홍성읍 | 홍성1 | 홍성1 | 홍성읍
| 2 | 묵 동 | 243 | 236 | 223 | 212 | 206 | 0 | 85 | 85 | 85 | 85 | 0 | 201 | 190 | 180 | 175 | 408 | 408 | 408 | 408 | 408 | 0 | 82 | 78 | 73 | 71 |  | 구항(신) | 구항(신) | 구항(신) |  | 한국폴리텍Ⅳ홍성대학 | 51 | 51 | 51 | 51 | 51 | 홍성읍 | 홍성1 | 홍성1 | 홍성읍
| 1 | 대정리 | 78 | 76 | 71 | 68 | 66 | 0 | 85 | 85 | 85 | 85 | 0 | 65 | 61 | 57 | 56 | 408 | 408 | 408 | 408 | 408 | 0 | 27 | 25 | 23 | 23 |  | 구항(신) | 구항(신) | 구항(신) | 교도소용수 | 계 | 184 | 184 | 184 | 184 | 184
| 1 | 신곡리 | 174 | 169 | 159 | 152 | 147 | 86% | 85% | 85% | 85% | 85% | 149 | 144 | 135 | 129 | 125 | 408 | 408 | 408 | 408 | 408 | 60 | 59 | 55 | 52 | 51 | [5 empty] | 홍성교도소 | 184 | 184 | 184 | 184 | 184 | 홍성읍 | 홍성1 | 홍성1 | 홍성읍
| 2 | 신 곡 | 70 | 68 | 64 | 61 | 59 | 85 | 85 | 85 | 85 | 85 | 60 | 58 | 54 | 52 | 50 | 408 | 408 | 408 | 408 | 408 | 24 | 24 | 22 | 21 | 20 | 장양직결 | 구항(신) | 구항(신) | 구항(신)
| 2 | 척 괴 | 104 | 101 | 95 | 91 | 88 | 85 | 85 | 85 | 85 | 85 | 89 | 86 | 81 | 77 | 75 | 408 | 408 | 408 | 408 | 408 | 36 | 35 | 33 | 31 | 31 | 홍동 | 홍동 | 홍동 | 홍동 | 배수지별 총 용수량
| 1 | 청광리 | 301 | 292 | 276 | 264 | 253 | 59% | 85% | 85% | 85% | 85% | 179 | 248 | 234 | 224 | 215 | 408 | 408 | 408 | 408 | 408 | 73 | 102 | 94 | 92 | 88 |  |  |  |  | 구분 |  | 2015 | 2020 | 2025 | 2030 | 2035 | 비고
| 2 | 청 광 | 210 | 204 | 192 | 184 | 177 | 85 | 85 | 85 | 85 | 85 | 179 | 173 | 163 | 156 | 150 | 408 | 408 | 408 | 408 | 408 | 73 | 71 | 66 | 64 | 61 | 청광직결 | 구항(신) | 구항(신) | 구항(신) | 총용수량 | 구항(구) | 413 | 319 | 0 | 0 | 0
| 2 | 소 반 | 91 | 88 | 84 | 80 | 76 | 0 | 85 | 85 | 85 | 85 | 0 | 75 | 71 | 68 | 65 | 408 | 408 | 408 | 408 | 408 | 0 | 31 | 28 | 28 | 27 |  | 구항(신) | 구항(신) | 구항(신) |  | 구항(신) | 0 | 2224 | 2466 | 2411 | 2373
| 1 | 마온리 | 814 | 792 | 746 | 710 | 687 | 0% | 77% | 77% | 77% | 77% | 0 | 612 | 577 | 550 | 532 | 408 | 408 | 408 | 408 | 408 | 0 | 249 | 234 | 225 | 218 | [5 empty] | 장양직결 | 142 | 0 | 0 | 0 | 0
| 2 | 마 온 | 741 | 720 | 679 | 647 | 626 | 0 | 85 | 85 | 85 | 85 | 0 | 612 | 577 | 550 | 532 | 408 | 408 | 408 | 408 | 408 | 0 | 249 | 234 | 225 | 218 |  | 구항(신) | 구항(신) | 구항(신) |  | 청광직결 | 1304 | 0 | 0 | 0 | 0
| 2 | 온 요 | 73 | 72 | 67 | 63 | 61 | 0 | 0 | 0 | 0 | 0 | 0 | 0 | 0 | 0 | 0 | 408 | 408 | 408 | 408 | 408 | 0 | 0 | 0 | 0 | 0 | [5 empty] | 홍동 | 36 | 35 | 33 | 31 | 31
| 1 | 합계 | 4116 | 4001 | 3770 | 3597 | 3482 | 39.5 | 82.6 | 82.5 | 82.5 | 82.6 | 1627 | 3303 | 3112 | 2967 | 2876 | 408 | 408 | 408 | 408 | 408 | 664 | 1347 | 1268 | 1211 | 1173 | [6 empty] | 0 | 0 | 0 | 0 | 0
|  |  |  | 1 | 1 | 1 | 1 | 27.8 |  |  |  |  | 0.39529 | 0.82554 | 0.82546 | 0.82485 | 0.82596 | [5 empty] | 664 | 1347 | 1270 | 1211 | 1173 | [5 empty] | 계 | 1895 | 2578 | 2499 | 2442 | 2404
|  |  | 급수인구 2015년: 1625.82; 급수인구 2020년: 3304.826; 급수인구 2025년: 3110.25; 급수인구 2030년: 2967.525; 급수인구 2035년: 2876.132 |  |  |  |  | 생활용수 | 구항(구) | 413 | 319 | 0 | 0 | 0
|  |  | 일최대원단위 2035년: 구분; 일최대급수량 2015년: 일최대 급수량 | [5 empty] | 구항(신) | 0 | 993 | 1235 | 1180 | 1142
|  |  | 일최대원단위 2035년: 구항면; 일최대급수량 2020년: 2020년; 일최대급수량 2025년: 2025년; 일최대급수량 2030년: 2030년; 일최대급수량 2035년: 2035년 | [5 empty] | 장양직결 | 142 | 0 | 0 | 0 | 0
|  |  | 일최대급수량 2020년: 1347; 일최대급수량 2025년: 1268; 일최대급수량 2030년: 1211; 일최대급수량 2035년: 1173 | [5 empty] | 청광직결 | 73 | 0 | 0 | 0 | 0
[33 empty] | 홍동 | 36 | 35 | 33 | 31 | 31 | bar: 일최대급수량 2020년 to 일최대급수량 2035년
[34 empty] | 0 | 0 | 0 | 0 | 0 | bar: 일최대급수량 2015년 to 일최대급수량 2035년
[33 empty] | 계 | 664 | 1347 | 1268 | 1211 | 1173 | bar: 급수인구 2020년
[32 empty] | 공업용수(정수) | 구항(구) | 0 | 0 | 0 | 0 | 0 | 구항면
[33 empty] | 구항(신) | 0 | 1231 | 1231 | 1231 | 1231 | 구항면
[33 empty] | 장양직결 | 0 | 0 | 0 | 0 | 0 | 구항면
|  |  | 계획인구 2020년: 1단계; 계획인구 2025년: 2단계; 계획인구 2030년: 3단계; 계획인구 2035년: 4단계 | [5 empty] | 청광직결 | 1231 | 0 | 0 | 0 | 0 | 구항면
|  | 계 | 계획인구 2020년: 4001; 계획인구 2025년: 3770; 계획인구 2030년: 3597; 계획인구 2035년: 3482 | [5 empty] | 홍동 | 0 | 0 | 0 | 0 | 0 | 구항면
[34 empty] | 0 | 0 | 0 | 0 | 0 | 구항면
|  | 자연적인구 | 계획인구 2020년: 4001; 계획인구 2025년: 3770; 계획인구 2030년: 3597; 계획인구 2035년: 3482 | [5 empty] | 계 | 1231 | 1231 | 1231 | 1231 | 1231
[32 empty] | 기타용수 | 구항(구) | 0 | 0 | 0 | 0 | 0 | 구항면
|  | 사회적인구 | 계획인구 2020년: 1단계; 계획인구 2025년: 2단계; 계획인구 2030년: 3단계; 계획인구 2035년: 4단계; 급수보급율 2015년: 비고 | [5 empty] | 구항(신) | 0 | 0 | 0 | 0 | 0 | 구항면
|  |  | 계획인구 2015년: 옥암지구 | [5 empty] | 장양직결 | 0 | 0 | 0 | 0 | 0 | 구항면
|  |  | 계획인구 2015년: 오관구역 | [5 empty] | 청광직결 | 0 | 0 | 0 | 0 | 0 | 구항면
|  |  | 계획인구 2015년: 남장지구 | [5 empty] | 홍동 | 0 | 0 | 0 | 0 | 0 | 구항면
|  |  | 계획인구 2015년: 역재방죽지구 | [6 empty] | 0 | 0 | 0 | 0 | 0 | 구항면
|  |  | 계획인구 2015년: 계; 계획인구 2020년: 0; 계획인구 2025년: 0; 계획인구 2030년: 0; 계획인구 2035년: 0 | [5 empty] | 계 | 0 | 0 | 0 | 0 | 0
Note on Y8: 구항 배수지가 2개이미로 나눔 구항신은 8%, 구항구는 92%
Note on Z8: 구항 배수지가 2개이미로 나눔 구항신은 8%, 구항구는 92%
Note on AA8: 구항 배수지가 2개이미로 나눔 구항신은 8%, 구항구는 92%
Note on AB8: 구항 배수지가 2개이미로 나눔 구항신은 8%, 구항구는 92%

## 리별인구
2015년 인구 현황
시군구 | 읍면동 | 법정리 | 세대수 | 인구수 | 인구수(내포제외) | 배율
계 |  |  | 41008 | 94553 | 83739 | 0.88563
|  | 계 | 17257 | 42299 | 42299
홍성군 | 홍성읍 | 오관리 | 5402 | 13193 | 13193
홍성군 | 홍성읍 | 대교리 | 1513 | 3149 | 3149
홍성군 | 홍성읍 | 소향리 | 363 | 889 | 889
홍성군 | 홍성읍 | 월산리 | 2040 | 5285 | 5285
홍성군 | 홍성읍 | 옥암리 | 1519 | 3858 | 3858
홍성군 | 홍성읍 | 남장리 | 3456 | 8800 | 8800
홍성군 | 홍성읍 | 학계리 | 312 | 579 | 579
홍성군 | 홍성읍 | 신성리 | 50 | 94 | 94
홍성군 | 홍성읍 | 송월리 | 72 | 170 | 170
홍성군 | 홍성읍 | 고암리 | 1715 | 4494 | 4494
홍성군 | 홍성읍 | 내법리 | 686 | 1482 | 1482
홍성군 | 홍성읍 | 구룡리 | 129 | 306 | 306
|  | 계 | 4976 | 10258 | 10258
홍성군 | 광천읍 | 신진리 | 1848 | 3847 | 3847
홍성군 | 광천읍 | 광천리 | 1397 | 2807 | 2807
홍성군 | 광천읍 | 담산리 | 209 | 431 | 431
홍성군 | 광천읍 | 가정리 | 112 | 243 | 243
홍성군 | 광천읍 | 내죽리 | 126 | 275 | 275
홍성군 | 광천읍 | 소암리 | 142 | 294 | 294
홍성군 | 광천읍 | 매현리 | 94 | 156 | 156
홍성군 | 광천읍 | 벽계리 | 151 | 317 | 317
홍성군 | 광천읍 | 상정리 | 230 | 525 | 525
홍성군 | 광천읍 | 옹암리 | 322 | 657 | 657
홍성군 | 광천읍 | 운용리 | 88 | 181 | 181
홍성군 | 광천읍 | 대평리 | 76 | 158 | 158
홍성군 | 광천읍 | 월림리 | 181 | 367 | 367
|  | 계 | 5750 | 14989 | 4175
홍성군 | 홍북면 | 중계리 | 257 | 617 | 617
홍성군 | 홍북면 | 상하리 | 197 | 445 | 445
홍성군 | 홍북면 | 봉신리 | 378 | 874 | 874
홍성군 | 홍북면 | 내덕리 | 163 | 389 | 389
홍성군 | 홍북면 | 신경리 | 3895 | 10814
홍성군 | 홍북면 | 대동리 | 175 | 375 | 375
홍성군 | 홍북면 | 석택리 | 123 | 268 | 268
홍성군 | 홍북면 | 용산리 | 77 | 172 | 172
홍성군 | 홍북면 | 갈산리 | 80 | 168 | 168
홍성군 | 홍북면 | 신정리 | 108 | 220 | 220
홍성군 | 홍북면 | 산수리 | 98 | 223 | 223
홍성군 | 홍북면 | 노은리 | 76 | 164 | 164
홍성군 | 홍북면 | 대인리 | 123 | 260 | 260
|  | 계 | 1773 | 3705 | 3705
홍성군 | 금마면 | 월암리 | 140 | 277 | 277
홍성군 | 금마면 | 봉서리 | 110 | 223 | 223
홍성군 | 금마면 | 인산리 | 116 | 244 | 244
홍성군 | 금마면 | 가산리 | 91 | 187 | 187
홍성군 | 금마면 | 부평리 | 177 | 349 | 349
홍성군 | 금마면 | 덕정리 | 145 | 277 | 277
홍성군 | 금마면 | 용흥리 | 69 | 144 | 144
홍성군 | 금마면 | 송암리 | 109 | 241 | 241
홍성군 | 금마면 | 장성리 | 121 | 257 | 257
홍성군 | 금마면 | 신곡리 | 148 | 341 | 341
홍성군 | 금마면 | 죽림리 | 299 | 629 | 629
홍성군 | 금마면 | 화양리 | 199 | 446 | 446
홍성군 | 금마면 | 송강리 | 49 | 90 | 90
|  | 계 | 1578 | 3527 | 3527
홍성군 | 홍동면 | 운월리 | 196 | 465 | 465
홍성군 | 홍동면 | 월현리 | 114 | 251 | 251
홍성군 | 홍동면 | 원천리 | 92 | 169 | 169
홍성군 | 홍동면 | 홍원리 | 164 | 381 | 381
홍성군 | 홍동면 | 화신리 | 61 | 132 | 132
홍성군 | 홍동면 | 문당리 | 101 | 225 | 225
홍성군 | 홍동면 | 금평리 | 98 | 238 | 238
홍성군 | 홍동면 | 구정리 | 115 | 257 | 257
홍성군 | 홍동면 | 신기리 | 161 | 352 | 352
홍성군 | 홍동면 | 수란리 | 109 | 233 | 233
홍성군 | 홍동면 | 금당리 | 144 | 338 | 338
홍성군 | 홍동면 | 효학리 | 65 | 130 | 130
홍성군 | 홍동면 | 대영리 | 60 | 121 | 121
홍성군 | 홍동면 | 팔괘리 | 98 | 235 | 235
|  | 계 | 1634 | 3238 | 3238
홍성군 | 장곡면 | 도산리 | 169 | 335 | 335
홍성군 | 장곡면 | 신풍리 | 119 | 216 | 216
홍성군 | 장곡면 | 화계리 | 72 | 147 | 147
홍성군 | 장곡면 | 광성리 | 146 | 284 | 284
홍성군 | 장곡면 | 오성리 | 75 | 140 | 140
홍성군 | 장곡면 | 죽전리 | 56 | 105 | 105
홍성군 | 장곡면 | 가송리 | 98 | 212 | 212
홍성군 | 장곡면 | 신동리 | 69 | 141 | 141
홍성군 | 장곡면 | 지정리 | 148 | 318 | 318
홍성군 | 장곡면 | 월계리 | 92 | 204 | 204
홍성군 | 장곡면 | 행정리 | 85 | 167 | 167
홍성군 | 장곡면 | 천태리 | 112 | 224 | 224
홍성군 | 장곡면 | 산성리 | 90 | 156 | 156
홍성군 | 장곡면 | 옥계리 | 84 | 160 | 160
홍성군 | 장곡면 | 대현리 | 80 | 148 | 148
홍성군 | 장곡면 | 상송리 | 139 | 281 | 281
|  | 계 | 1312 | 2628 | 2628
홍성군 | 은하면 | 대천리 | 132 | 258 | 258
홍성군 | 은하면 | 유송리 | 72 | 132 | 132
홍성군 | 은하면 | 장곡리 | 111 | 229 | 229
홍성군 | 은하면 | 대율리 | 93 | 202 | 202
홍성군 | 은하면 | 금국리 | 214 | 342 | 342
홍성군 | 은하면 | 학산리 | 134 | 262 | 262
홍성군 | 은하면 | 목현리 | 81 | 182 | 182
홍성군 | 은하면 | 대판리 | 69 | 166 | 166
홍성군 | 은하면 | 덕실리 | 79 | 168 | 168
홍성군 | 은하면 | 화봉리 | 137 | 289 | 289
홍성군 | 은하면 | 장척리 | 190 | 398 | 398
|  | 계 | 1171 | 2338 | 2338
홍성군 | 결성면 | 읍내리 | 213 | 425 | 425
홍성군 | 결성면 | 성호리 | 124 | 260 | 260
홍성군 | 결성면 | 성남리 | 116 | 217 | 217
홍성군 | 결성면 | 금곡리 | 121 | 243 | 243
홍성군 | 결성면 | 성곡리 | 151 | 254 | 254
홍성군 | 결성면 | 무량리 | 80 | 171 | 171
홍성군 | 결성면 | 교항리 | 124 | 229 | 229
홍성군 | 결성면 | 용호리 | 101 | 240 | 240
홍성군 | 결성면 | 형산리 | 141 | 299 | 299
|  | 계 | 1690 | 3583 | 3583
홍성군 | 서부면 | 이호리 | 228 | 509 | 509
홍성군 | 서부면 | 광리 | 95 | 190 | 190
홍성군 | 서부면 | 궁리 | 236 | 499 | 499
홍성군 | 서부면 | 상황리 | 125 | 286 | 286
홍성군 | 서부면 | 거차리 | 86 | 179 | 179
홍성군 | 서부면 | 어사리 | 190 | 412 | 412
홍성군 | 서부면 | 남당리 | 329 | 664 | 664
홍성군 | 서부면 | 신리 | 93 | 183 | 183
홍성군 | 서부면 | 양곡리 | 53 | 106 | 106
홍성군 | 서부면 | 판교리 | 132 | 278 | 278
홍성군 | 서부면 | 중리 | 92 | 207 | 207
홍성군 | 서부면 | 죽도리 | 31 | 70 | 70
|  | 계 | 1874 | 3872 | 3872
홍성군 | 갈산면 | 상촌리 | 433 | 853 | 853
홍성군 | 갈산면 | 내갈리 | 167 | 356 | 356
홍성군 | 갈산면 | 신안리 | 115 | 292 | 292
홍성군 | 갈산면 | 가곡리 | 88 | 184 | 184
홍성군 | 갈산면 | 갈오리 | 23 | 42 | 42
홍성군 | 갈산면 | 동산리 | 85 | 173 | 173
홍성군 | 갈산면 | 쌍천리 | 59 | 133 | 133
홍성군 | 갈산면 | 행산리 | 86 | 202 | 202
홍성군 | 갈산면 | 오두리 | 103 | 230 | 230
홍성군 | 갈산면 | 부기리 | 102 | 195 | 195
홍성군 | 갈산면 | 기산리 | 111 | 203 | 203
홍성군 | 갈산면 | 동성리 | 111 | 241 | 241
홍성군 | 갈산면 | 취생리 | 109 | 221 | 221
홍성군 | 갈산면 | 운곡리 | 101 | 191 | 191
홍성군 | 갈산면 | 와리 | 128 | 261 | 261
홍성군 | 갈산면 | 대사리 | 53 | 95 | 95
|  | 계 | 1993 | 4116 | 4116
홍성군 | 구항면 | 황곡리 | 131 | 294 | 294
홍성군 | 구항면 | 오봉리 | 454 | 966 | 966
홍성군 | 구항면 | 공리 | 120 | 262 | 262
홍성군 | 구항면 | 남산리 | 65 | 132 | 132
홍성군 | 구항면 | 장양리 | 126 | 250 | 250
홍성군 | 구항면 | 태봉리 | 85 | 175 | 175
홍성군 | 구항면 | 내현리 | 148 | 313 | 313
홍성군 | 구항면 | 지정리 | 162 | 357 | 357
홍성군 | 구항면 | 대정리 | 42 | 78 | 78
홍성군 | 구항면 | 신곡리 | 84 | 174 | 174
홍성군 | 구항면 | 청광리 | 140 | 301 | 301
홍성군 | 구항면 | 마온리 | 436 | 814 | 814
Note on C36: 내포신도시 인구 포함 작성^^

## 계획인구(최종)
1.3 계획인구
▣ 수학적 방법에 의한 인구추정
구 분 |  | 2015년 | 2020년 | 2025년 | 2030년 | 2035년 | 비 고
홍성군 |  | 83739 | 82797 | 80479 | 78227 | 76040
홍성읍
광천읍
홍북면
금마면
홍동면
장곡면
은하면
결성면
서부면
갈산면
구항면
▣ 조성법에 의한 인구추정(외국인제외)
구 분 |  | 2015년 | 2020년 | 2025년 | 2030년 | 2035년 | 비 고
홍성군 |  | 83739 | 83222 | 83194 | 82585 | 81557
홍성읍 |  | 42299 | 42038 | 42024 | 41716 | 41197
광천읍 |  | 10258 | 10195 | 10191 | 10117 | 9991
홍북면 |  | 4175 | 4149 | 4148 | 4117 | 4066
금마면 |  | 3705 | 3682 | 3681 | 3654 | 3608
홍동면 |  | 3527 | 3505 | 3504 | 3478 | 3435
장곡면 |  | 3238 | 3218 | 3217 | 3193 | 3154
은하면 |  | 2628 | 2612 | 2611 | 2592 | 2560
결성면 |  | 2338 | 2324 | 2323 | 2306 | 2277
서부면 |  | 3583 | 3561 | 3560 | 3534 | 3490
갈산면 |  | 3872 | 3848 | 3847 | 3819 | 3771
구항면 |  | 4116 | 4090 | 4088 | 4059 | 4008
▣ 조성법에 의한 인구추정(외국인포함) | [8 empty] | 구분 |  | 외국인
구 분 |  | 2015년 | 2020년 | 2025년 | 2030년 | 2035년 | 비 고 |  |  |  | 계 | 남 | 여
홍성군 |  | 85600 | 85083 | 85055 | 84446 | 83418 | 2014년 외국인인구 포함 (전체:1,861, 남:1,226, 여:635) |  | 홍성군 |  | 1861 | 1226 | 635
홍성읍 |  | 42801 | 42540 | 42526 | 42218 | 41699 |  |  | 홍성읍 |  | 502 | 227 | 275
광천읍 |  | 10551 | 10488 | 10484 | 10410 | 10284 |  |  | 광천읍 |  | 293 | 205 | 88
홍북면 |  | 4323 | 4297 | 4296 | 4265 | 4214 |  |  | 홍북면 |  | 148 | 97 | 51
금마면 |  | 3816 | 3793 | 3792 | 3765 | 3719 |  |  | 금마면 |  | 111 | 74 | 37
홍동면 |  | 3575 | 3553 | 3552 | 3526 | 3483 |  |  | 홍동면 |  | 48 | 30 | 18
장곡면 |  | 3350 | 3330 | 3329 | 3305 | 3266 |  |  | 장곡면 |  | 112 | 69 | 43
은하면 |  | 2793 | 2777 | 2776 | 2757 | 2725 |  |  | 은하면 |  | 165 | 137 | 28
결성면 |  | 2441 | 2427 | 2426 | 2409 | 2380 |  |  | 결성면 |  | 103 | 86 | 17
서부면 |  | 3628 | 3606 | 3605 | 3579 | 3535 |  |  | 서부면 |  | 45 | 26 | 19
갈산면 |  | 4033 | 4009 | 4008 | 3980 | 3932 |  |  | 갈산면 |  | 161 | 136 | 25
구항면 |  | 4289 | 4263 | 4261 | 4232 | 4181 |  |  | 구항면 |  | 173 | 139 | 34
▣ 사회적 유입인구 추정
공동주택/택지지구 |  | 2015년 | 2020년 | 2025년 | 2030년 | 2035년 | 비고
계 |  |  | 3529 | 3529 | 3529 | 3529
옥암지구 도시개발사업 |  |  | 858 | 858 | 858 | 858
오관구역 주거환경개선사업 |  |  | 0 | 0 | 0 | 0
남장지구 택지개발사업 |  |  | 2315 | 2315 | 2315 | 2315
역재방죽지구 도시개발사업 |  |  | 279 | 279 | 279 | 279
홍성역세권 도시개발사업 |  |  | 77 | 77 | 77 | 77
주) 오관구역 주거환경개선사업은 원주민의 재정착에 의해 외부유입이 적을 것으로 판단하여 제외함
▣ 관련계획 인구 비교
구분 |  | 2015년 | 2020년 | 2025년 | 2030년 | 2035년 | 비고
2020년 홍성군기본계획(변경) |  |  | 180,000 (120,000) | - | - | - | 2012.3
홍성군 수도정비 기본계획(변경) |  |  | 151,300 (91,300) | 149,600 (89,600) | - | - | 2010.8
홍성군 하수도정 비기본계획(변경) |  |  | 156,000 (96,000) | 155,300 (95,000) | - | - | 2014.0
* ( ) : 내포신도시제외시
▣ 금회추정
구분 |  | 2015년 | 2020년 | 2025년 | 2030년 | 2035년 | 비고
장래인구 | 계 | 85600 | 88612 | 88584 | 87975 | 86947 | A
| 자연적 | 85600 | 85083 | 85055 | 84446 | 83418
| 사회적 | 0 | 3529 | 3529 | 3529 | 3529
내포신도시 계획인구(홍성군) |  |  | 36500 | 58200 | 58200 | 58200 | B | 외부유입율
내포신도시 외부유입율 |  |  | 75.9 | 75.9 | 75.9 | 75.9 | C
내포신도시 외부유입인구 |  |  | 27703.5 | 44173.8 | 44173.8 | 44173.8 | D=BxC | 75.9%
▣ 적용
구분 |  | 2015년 | 2020년 | 2025년 | 2030년 | 2035년 | 비고
읍면지역유출인구 |  | 0 | 8796.5 | 14026.2 | 14026.2 | 14026.2 | E=B-D
읍면지역인구 |  | 85600 | 79815.5 | 74557.8 | 73948.8 | 72920.8 | F=A-E
적용 |  | 85600 | 79900 | 74600 | 74000 | 73000 | F
▣ 사회적 유입인구 추정(유출인구 고려)
공동주택/택지지구 |  | 2015년 | 2020년 | 2025년 | 2030년 | 2035년 | 비고
주) 오관구역 주거환경개선사업은 원주민의 재정착에 의해 외부유입이 적을 것으로 판단하여 제외함
▣ 읍면별 인구배분(자연+사회 총괄)(외국인포함) | [9 empty] | 자연적인구
구 분 |  | 2015년 | 2020년 | 2025년 | 2030년 | 2035년 | 비 고 |  |  | 구분 |  | 2015년 | 2020년 | 2025년 | 2030년 | 2035년
홍성군 | 계 | 85600 | 79900 | 74600 | 74000 | 73000 |  |  |  | 홍성군 |  | 85600 | 76371 | 71071 | 70471 | 69471
| 자연적 | 85600 | 76371 | 71071 | 70471 | 69471 |  |  |  | 홍성읍 |  | 42801 | 38186 | 35536 | 35236 | 34736
| 사회적 | 0 | 3529 | 3529 | 3529 | 3529 |  |  |  | 광천읍 |  | 10551 | 9413 | 8760 | 8686 | 8563
홍성읍 | 계 | 42801 | 39980 | 36987 | 38112 | 38265 |  |  |  | 홍북면 |  | 4323 | 3857 | 3589 | 3559 | 3508
| 자연적 | 42801 | 36451 | 33458 | 34583 | 34736 |  |  |  | 금마면 |  | 3816 | 3405 | 3168 | 3142 | 3097
| 사회적 | 0 | 3529 | 3529 | 3529 | 3529 |  |  |  | 홍동면 |  | 3575 | 3190 | 2968 | 2943 | 2901
광천읍 | 계 | 10551 | 9841 | 9272 | 8847 | 8563 |  |  |  | 장곡면 |  | 3350 | 2989 | 2781 | 2758 | 2719
| 자연적 | 10551 | 9841 | 9272 | 8847 | 8563 |  |  |  | 은하면 |  | 2793 | 2492 | 2319 | 2299 | 2267
| 사회적 |  | 0 | 0 | 0 |  |  |  |  | 결성면 |  | 2441 | 2178 | 2027 | 2010 | 1981
홍북면 | 계 | 4323 | 4032 | 3799 | 3625 | 3508 |  |  |  | 서부면 |  | 3628 | 3237 | 3012 | 2987 | 2944
| 자연적 | 4323 | 4032 | 3799 | 3625 | 3508 |  |  |  | 갈산면 |  | 4033 | 3598 | 3349 | 3320 | 3273
| 사회적 |  | 0 | 0 | 0 |  |  |  |  | 구항면 |  | 4289 | 3826 | 3562 | 3531 | 3482
금마면 | 계 | 3816 | 3559 | 3353 | 3199 | 3097
| 자연적 | 3816 | 3559 | 3353 | 3199 | 3097 | [5 empty] | 85600 | 76371 | 71071 | 70471 | 69471
| 사회적 |  | 0 | 0 | 0 | [6 empty] | 1 | 1 | 1 | 1 | 1
홍동면 | 계 | 3575 | 3334 | 3141 | 2997 | 2901
| 자연적 | 3575 | 3334 | 3141 | 2997 | 2901
| 사회적 |  | 0 | 0 | 0
장곡면 | 계 | 3350 | 3125 | 2945 | 2810 | 2719
| 자연적 | 3350 | 3125 | 2945 | 2810 | 2719 |  |  |  | 년도 | 2015 | 2020 | 2025 | 2030 | 2035 | 계
| 사회적 |  | 0 | 0 | 0 | [6 empty] | 100 | 80 | 60 | 40 | 280
은하면 | 계 | 2793 | 2605 | 2455 | 2342 | 2267 | [5 empty] | 35.7 | 28.6 | 21.4 | 14.3
| 자연적 | 2793 | 2605 | 2455 | 2342 | 2267 |  |  |  | * 비율로 단계별 인구변화 재산정
| 사회적 |  | 0 | 0 | 0
결성면 | 계 | 2441 | 2277 | 2145 | 2047 | 1981
| 자연적 | 2441 | 2277 | 2145 | 2047 | 1981
| 사회적 |  | 0 | 0 | 0
서부면 | 계 | 3628 | 3384 | 3188 | 3042 | 2944
| 자연적 | 3628 | 3384 | 3188 | 3042 | 2944
| 사회적 |  | 0 | 0 | 0
갈산면 | 계 | 4033 | 3762 | 3545 | 3382 | 3273
| 자연적 | 4033 | 3762 | 3545 | 3382 | 3273
| 사회적 |  | 0 | 0 | 0
구항면 | 계 | 4289 | 4001 | 3770 | 3597 | 3482
| 자연적 | 4289 | 4001 | 3770 | 3597 | 3482
| 사회적 |  | 0 | 0 | 0
| 계획 | 85600 | 79900 | 74600 | 74000 | 73000
| 자연 | 85600 | 76371 | 71071 | 70471 | 69471
| 사회 |  | 3529 | 3529 | 3529 | 3529
|  | 0 | 0 | 0 | 0 | 0
▣ 읍면별 인구배분(자연+사회 총괄)(외국인포함)(단계별 인구변화 재산정)
구분 | 2015년 | 2020년 | 2025년 | 2030년 | 2035년
홍성군 | 85600 | 79900 | 74600 | 74000 | 73000
홍성읍 | 42801 | 39980 | 36987 | 38112 | 38265
광천읍 | 10551 | 9841 | 9272 | 8847 | 8563
홍북면 | 4323 | 4032 | 3799 | 3625 | 3508
금마면 | 3816 | 3559 | 3353 | 3199 | 3097
홍동면 | 3575 | 3334 | 3141 | 2997 | 2901
장곡면 | 3350 | 3125 | 2945 | 2810 | 2719
은하면 | 2793 | 2605 | 2455 | 2342 | 2267
결성면 | 2441 | 2277 | 2145 | 2047 | 1981
서부면 | 3628 | 3384 | 3188 | 3042 | 2944
갈산면 | 4033 | 3762 | 3545 | 3382 | 3273
구항면 | 4289 | 4001 | 3770 | 3597 | 3482
▣ 읍면별 인구배분(자연)(외국인포함)(단계별 인구변화 재산정)
구분 | 2015년 | 2020년 | 2025년 | 2030년 | 2035년
홍성군 | 85600 | 76371 | 71071 | 70471 | 69471
홍성읍 | 42801 | 36451 | 33458 | 34583 | 34736
광천읍 | 10551 | 9841 | 9272 | 8847 | 8563
홍북면 | 4323 | 4032 | 3799 | 3625 | 3508
금마면 | 3816 | 3559 | 3353 | 3199 | 3097
홍동면 | 3575 | 3334 | 3141 | 2997 | 2901
장곡면 | 3350 | 3125 | 2945 | 2810 | 2719
은하면 | 2793 | 2605 | 2455 | 2342 | 2267
결성면 | 2441 | 2277 | 2145 | 2047 | 1981
서부면 | 3628 | 3384 | 3188 | 3042 | 2944
갈산면 | 4033 | 3762 | 3545 | 3382 | 3273
구항면 | 4289 | 4001 | 3770 | 3597 | 3482

## 정리
2014년 인구 | [6 empty] | 2015년 인구 |  |  |  |  | 2015년 인구보정
구분 |  |  | 세대수 | 계 | 남 | 여 | 구분 | 세대수 | 인구수 | 내포제외 | 배율 | 구분 | 계 | 비고
홍성읍 | 1 | 오관리 |  | 13409 | 6565 | 6844 | 오관리 | 5402 | 13193 | 13193 | 0.98389 | 오관리 | 13193 | 13193 | TRUE | TRUE
| 2 | 오관1리 | 457 | 708 | 362 | 346 |  |  |  |  | 0.98389 | 오관1리 | 696
| 2 | 오관2리 | 546 | 1150 | 554 | 596 |  |  |  |  | 0.98389 | 오관2리 | 1131
| 2 | 오관3리 | 204 | 391 | 197 | 194 |  |  |  |  | 0.98389 | 오관3리 | 384
| 2 | 오관4리 | 341 | 766 | 374 | 392 |  |  |  |  | 0.98389 | 오관4리 | 754
| 2 | 오관5리 | 560 | 1659 | 784 | 875 |  |  |  |  | 0.98389 | 오관5리 | 1632
| 2 | 오관6리 | 239 | 510 | 263 | 247 |  |  |  |  | 0.98389 | 오관6리 | 502
| 2 | 오관7리 | 337 | 833 | 415 | 418 |  |  |  |  | 0.98389 | 오관7리 | 820
| 2 | 오관8리 | 526 | 1143 | 589 | 554 |  |  |  |  | 0.98389 | 오관8리 | 1125
| 2 | 오관9리 | 302 | 680 | 322 | 358 |  |  |  |  | 0.98389 | 오관9리 | 669
| 2 | 오관10리 | 926 | 2323 | 1136 | 1187 |  |  |  |  | 0.98389 | 오관10리 | 2286
| 2 | 오관11리 | 279 | 664 | 339 | 325 |  |  |  |  | 0.98389 | 오관11리 | 653
| 2 | 오관12리 | 411 | 1252 | 607 | 645 |  |  |  |  | 0.98389 | 오관12리 | 1232
| 2 | 오관13리 | 395 | 1330 | 623 | 707 |  |  |  |  | 0.98389 | 오관13리 | 1309
| 1 | 대교리 |  | 3216 | 1625 | 1591 | 대교리 | 1513 | 3149 | 3149 | 0.97917 | 대교리 | 3149 | 3149 | TRUE | TRUE
| 2 | 대교1 | 510 | 1117 | 560 | 557 |  |  |  |  | 0.97917 | 대교1 | 1094
| 2 | 대교2 | 291 | 618 | 293 | 325 |  |  |  |  | 0.97917 | 대교2 | 605
| 2 | 대교3 | 94 | 224 | 121 | 103 |  |  |  |  | 0.97917 | 대교3 | 219
| 2 | 대교4 | 627 | 1257 | 651 | 606 |  |  |  |  | 0.97917 | 대교4 | 1231
| 1 | 소향리 |  | 881 | 439 | 442 | 소향리 | 363 | 889 | 889 | 1.0091 | 소향리 | 889 | 889 | TRUE | TRUE
| 2 | 소향1 | 222 | 519 | 261 | 258 |  |  |  |  | 1.0091 | 소향1 | 524
| 2 | 소향2 | 98 | 262 | 127 | 135 |  |  |  |  | 1.0091 | 소향2 | 264
| 2 | 소향3 | 38 | 100 | 51 | 49 |  |  |  |  | 1.0091 | 소향3 | 101
| 1 | 월산리 |  | 5439 | 2729 | 2710 | 월산리 | 2040 | 5285 | 5285 | 0.97169 | 월산리 | 5285 | 5285 | TRUE | TRUE
| 2 | 월산1 | 159 | 405 | 209 | 196 |  |  |  |  | 0.97169 | 월산1 | 394
| 2 | 월산2 | 158 | 377 | 189 | 188 |  |  |  |  | 0.97169 | 월산2 | 366
| 2 | 월산3 | 483 | 798 | 449 | 349 |  |  |  |  | 0.97169 | 월산3 | 775
| 2 | 월산4 | 1244 | 3859 | 1882 | 1977 |  |  |  |  | 0.97169 | 월산4 | 3750
| 1 | 옥암리 |  | 3919 | 1922 | 1997 | 옥암리 | 1519 | 3858 | 3858 | 0.98443 | 옥암리 | 3858 | 3858 | TRUE | TRUE
| 2 | 옥암1 | 88 | 174 | 79 | 95 |  |  |  |  | 0.98443 | 옥암1 | 172
| 2 | 옥암2 | 696 | 1541 | 756 | 785 |  |  |  |  | 0.98443 | 옥암2 | 1517
| 2 | 옥암3 | 199 | 493 | 260 | 233 |  |  |  |  | 0.98443 | 옥암3 | 485
| 2 | 옥암4 | 527 | 1711 | 827 | 884 |  |  |  |  | 0.98443 | 옥암4 | 1684
| 1 | 남장리 |  | 9050 | 4516 | 4534 | 남장리 | 3456 | 8800 | 8800 | 0.97238 | 남장리 | 8800 | 8800 | TRUE | TRUE
| 2 | 남장1 | 333 | 611 | 327 | 284 |  |  |  |  | 0.97238 | 남장1 | 595
| 2 | 남장2 | 473 | 815 | 415 | 400 |  |  |  |  | 0.97238 | 남장2 | 792
| 2 | 남장3 | 692 | 1950 | 1005 | 945 |  |  |  |  | 0.97238 | 남장3 | 1896
| 2 | 남장4 | 927 | 2702 | 1330 | 1372 |  |  |  |  | 0.97238 | 남장4 | 2627
| 2 | 남장5 | 484 | 1526 | 738 | 788 |  |  |  |  | 0.97238 | 남장5 | 1484
| 2 | 남장6 | 657 | 1446 | 701 | 745 |  |  |  |  | 0.97238 | 남장6 | 1406
| 1 | 학계리 |  | 655 | 380 | 275 | 학계리 | 312 | 579 | 579 | 0.88397 | 학계리 | 579 | 579 | TRUE | TRUE
| 2 | 학계1 | 328 | 541 | 321 | 220 |  |  |  |  | 0.88397 | 학계1 | 478
| 2 | 학계2 | 48 | 114 | 59 | 55 |  |  |  |  | 0.88397 | 학계2 | 101
| 1 | 신성리 |  | 99 | 43 | 56 | 신성리 | 50 | 94 | 94 | 0.94949 | 신성리 | 94 | 94 | TRUE | TRUE
| 2 | 신성 | 48 | 99 | 43 | 56 |  |  |  |  | 0.94949 | 신성 | 94
| 1 | 송월리 |  | 171 | 79 | 92 | 송월리 | 72 | 170 | 170 | 0.99415 | 송월리 | 170 | 170 | TRUE | TRUE
| 2 | 송월 | 71 | 171 | 79 | 92 |  |  |  |  | 0.99415 | 송월 | 170
| 1 | 고암리 |  | 4608 | 2275 | 2333 | 고암리 | 1715 | 4494 | 4494 | 0.97526 | 고암리 | 4494 | 4494 | TRUE | TRUE
| 2 | 고암1 | 54 | 139 | 75 | 64 |  |  |  |  | 0.97526 | 고암1 | 135
| 2 | 고암2 | 460 | 1051 | 516 | 535 |  |  |  |  | 0.97526 | 고암2 | 1025
| 2 | 고암3 | 315 | 690 | 344 | 346 |  |  |  |  | 0.97526 | 고암3 | 673
| 2 | 고암4 | 143 | 280 | 146 | 134 |  |  |  |  | 0.97526 | 고암4 | 273
| 2 | 고암5 | 81 | 173 | 85 | 88 |  |  |  |  | 0.97526 | 고암5 | 169
| 2 | 고암6 | 670 | 2275 | 1109 | 1166 |  |  |  |  | 0.97526 | 고암6 | 2219
| 1 | 내법리 |  | 1532 | 793 | 739 | 내법리 | 686 | 1482 | 1482 | 0.96736 | 내법리 | 1482 | 1482 | TRUE | TRUE
| 2 | 법수 | 622 | 1370 | 714 | 656 |  |  |  |  | 0.96736 | 법수 | 1325
| 2 | 내기 | 69 | 162 | 79 | 83 |  |  |  |  | 0.96736 | 내기 | 157
| 1 | 구룡리 |  | 299 | 154 | 145 | 구룡리 | 129 | 306 | 306 | 1.0234 | 구룡리 | 306 | 306 | TRUE | TRUE
| 2 | 동구 | 75 | 189 | 96 | 93 |  |  |  |  | 1.0234 | 동구 | 193
| 2 | 서구 | 47 | 110 | 58 | 52 |  |  |  |  | 1.0234 | 서구 | 113
| 1 | 합계 | 17554 | 43278 | 21520 | 21758 |  | 17257 | 42299 | 42299 | 0.97738 | 합계 | 42299 | 42299 | TRUE
광천읍 | 1 | 신진리 |  | 4000 | 2006 | 1994 | 신진리 | 1848 | 3847 | 3847 | 0.96175 | 신진리 | 3847 | 3847 | TRUE | TRUE
| 2 | 신진 1 | 139 | 280 | 145 | 135 |  |  |  |  | 0.96175 | 신진 1 | 270
| 2 | 신진 2 | 303 | 752 | 387 | 365 |  |  |  |  | 0.96175 | 신진 2 | 723
| 2 | 용 두 | 270 | 390 | 167 | 223 |  |  |  |  | 0.96175 | 용 두 | 375
| 2 | 장 현 | 499 | 1018 | 512 | 506 |  |  |  |  | 0.96175 | 장 현 | 979
| 2 | 송 우 | 261 | 630 | 311 | 319 |  |  |  |  | 0.96175 | 송 우 | 606
| 2 | 다 진 | 224 | 512 | 261 | 251 |  |  |  |  | 0.96175 | 다 진 | 492
| 2 | 신 촌 | 196 | 418 | 223 | 195 |  |  |  |  | 0.96175 | 신 촌 | 402
| 1 | 광천리 |  | 1773 | 859 | 914 | 광천리 | 1397 | 2807 | 2807 | 1.5832 | 광천리 | 2807 | 2807 | TRUE | TRUE
| 2 | 신랑 1 | 132 | 248 | 121 | 127 |  |  |  |  | 1.5832 | 신랑 1 | 393
| 2 | 신랑 2 | 321 | 691 | 341 | 350 |  |  |  |  | 1.5832 | 신랑 2 | 1094
| 2 | 원 동 | 130 | 258 | 124 | 134 |  |  |  |  | 1.5832 | 원 동 | 408
| 2 | 신 동 | 269 | 576 | 273 | 303 |  |  |  |  | 1.5832 | 신 동 | 912
| 1 | 담산리 |  | 430 | 219 | 211 | 담산리 | 209 | 431 | 431 | 1.0023 | 담산리 | 431 | 431 | TRUE | TRUE
| 2 | 상 담 | 60 | 128 | 68 | 60 |  |  |  |  | 1.0023 | 상 담 | 128
| 2 | 중 담 | 39 | 86 | 42 | 44 |  |  |  |  | 1.0023 | 중 담 | 86
| 2 | 하 담 | 112 | 216 | 109 | 107 |  |  |  |  | 1.0023 | 하 담 | 217
| 1 | 가정리 |  | 239 | 122 | 117 | 가정리 | 112 | 243 | 243 | 1.0167 | 가정리 | 243 | 243 | TRUE | TRUE
| 2 | 가 정 | 52 | 103 | 54 | 49 |  |  |  |  | 1.0167 | 가 정 | 105
| 2 | 시 곡 | 63 | 136 | 68 | 68 |  |  |  |  | 1.0167 | 시 곡 | 138
| 1 | 내죽리 |  | 270 | 125 | 145 | 내죽리 | 126 | 275 | 275 | 1.0185 | 내죽리 | 275 | 275 | TRUE | TRUE
| 2 | 내 죽 | 77 | 162 | 74 | 88 |  |  |  |  | 1.0185 | 내 죽 | 165
| 2 | 죽 전 | 46 | 108 | 51 | 57 |  |  |  |  | 1.0185 | 죽 전 | 110
| 1 | 소암리 |  | 300 | 149 | 151 | 소암리 | 142 | 294 | 294 | 0.98 | 소암리 | 294 | 294 | TRUE | TRUE
| 2 | 소 용 | 59 | 118 | 53 | 65 |  |  |  |  | 0.98 | 소 용 | 116
| 2 | 소 암 | 82 | 182 | 96 | 86 |  |  |  |  | 0.98 | 소 암 | 178
| 1 | 매현리 |  | 168 | 83 | 85 | 매현리 | 94 | 156 | 156 | 0.92857 | 매현리 | 156 | 156 | TRUE | TRUE
| 2 | 매 현 | 40 | 72 | 37 | 35 |  |  |  |  | 0.92857 | 매 현 | 67
| 2 | 하 리 | 53 | 96 | 46 | 50 |  |  |  |  | 0.92857 | 하 리 | 89
| 1 | 벽계리 |  | 379 | 194 | 185 | 벽계리 | 151 | 317 | 317 | 0.83641 | 벽계리 | 317 | 317 | TRUE | TRUE
| 2 | 선 암 | 19 | 32 | 16 | 16 |  |  |  |  | 0.83641 | 선 암 | 27
| 2 | 벽 계 | 61 | 140 | 69 | 71 |  |  |  |  | 0.83641 | 벽 계 | 117
| 2 | 둔 전 | 26 | 50 | 29 | 21 |  |  |  |  | 0.83641 | 둔 전 | 42
| 2 | 백 동 | 71 | 157 | 80 | 77 |  |  |  |  | 0.83641 | 백 동 | 131
| 1 | 상정리 |  | 458 | 227 | 231 | 상정리 | 230 | 525 | 525 | 1.1463 | 상정리 | 525 | 525 | TRUE | TRUE
| 2 | 덕 정 | 72 | 154 | 75 | 79 |  |  |  |  | 1.1463 | 덕 정 | 177
| 2 | 상 정 | 127 | 304 | 152 | 152 |  |  |  |  | 1.1463 | 상 정 | 348
| 1 | 옹암리 |  | 1818 | 915 | 903 | 옹암리 | 322 | 657 | 657 | 0.36139 | 옹암리 | 657 | 657 | TRUE | TRUE
| 2 | 신 대 | 213 | 420 | 218 | 202 |  |  |  |  | 0.36139 | 신 대 | 152
| 2 | 원 촌 | 231 | 448 | 230 | 218 |  |  |  |  | 0.36139 | 원 촌 | 162
| 2 | 삼 봉 | 130 | 268 | 132 | 136 |  |  |  |  | 0.36139 | 삼 봉 | 97
| 2 | 양 촌 | 89 | 171 | 89 | 82 |  |  |  |  | 0.36139 | 양 촌 | 62
| 2 | 상 옹 | 86 | 211 | 106 | 105 |  |  |  |  | 0.36139 | 상 옹 | 76
| 2 | 하 옹 | 89 | 164 | 77 | 87 |  |  |  |  | 0.36139 | 하 옹 | 59
| 2 | 석 포 | 45 | 81 | 39 | 42 |  |  |  |  | 0.36139 | 석 포 | 29
| 2 | 노 동 | 29 | 55 | 24 | 31 |  |  |  |  | 0.36139 | 노 동 | 20
| 1 | 운용리 |  | 185 | 93 | 92 | 운용리 | 88 | 181 | 181 | 0.97838 | 운용리 | 181 | 181 | TRUE | TRUE
| 2 | 운 용 | 85 | 185 | 93 | 92 |  |  |  |  | 0.97838 | 운 용 | 181
| 1 | 대평리 |  | 142 | 71 | 71 | 대평리 | 76 | 158 | 158 | 1.1127 | 대평리 | 158 | 158 | TRUE | TRUE
| 2 | 대 평 | 71 | 142 | 71 | 71 |  |  |  |  | 1.1127 | 대 평 | 158
| 1 | 월림리 |  | 383 | 190 | 193 | 월림리 | 181 | 367 | 367 | 0.95822 | 월림리 | 367 | 367 | TRUE | TRUE
| 2 | 월 곡 | 33 | 62 | 28 | 34 |  |  |  |  | 0.95822 | 월 곡 | 60
| 2 | 공 수 | 53 | 118 | 60 | 58 |  |  |  |  | 0.95822 | 공 수 | 113
| 2 | 죽 림 | 39 | 71 | 37 | 34 |  |  |  |  | 0.95822 | 죽 림 | 68
| 2 | 빙 질 | 58 | 132 | 65 | 67 |  |  |  |  | 0.95822 | 빙 질 | 126
| 1 | 합계 | 5054 | 10545 | 5253 | 5292 |  | 4976 | 10258 | 10258 | 0.97278 | 합계 | 10258 | 10258 | TRUE
홍북면 | 1 | 중계리 |  | 621 | 310 | 311 | 중계리 | 257 | 617 | 617 | 0.99356 | 중계리 | 617 | 617 | TRUE | TRUE
| 2 | 동 막 | 82 | 219 | 118 | 101 |  |  |  |  | 0.99356 | 동 막 | 218
| 2 | 홍 천 | 164 | 402 | 192 | 210 |  |  |  |  | 0.99356 | 홍 천 | 399
| 1 | 상하리 |  | 451 | 239 | 212 | 상하리 | 197 | 445 | 445 | 0.9867 | 상하리 | 445 | 445 | TRUE | TRUE
| 2 | 상 산 | 81 | 204 | 107 | 97 |  |  |  |  | 0.9867 | 상 산 | 201
| 2 | 하 산 | 108 | 247 | 132 | 115 |  |  |  |  | 0.9867 | 하 산 | 244
| 1 | 봉신리 |  | 921 | 470 | 451 | 봉신리 | 378 | 874 | 874 | 0.94897 | 봉신리 | 874 | 874 | TRUE | TRUE
| 2 | 지 동 | 96 | 239 | 118 | 121 |  |  |  |  | 0.94897 | 지 동 | 227
| 2 | 이 동 | 285 | 682 | 352 | 330 |  |  |  |  | 0.94897 | 이 동 | 647
| 1 | 내덕리 |  | 406 | 211 | 195 | 내덕리 | 163 | 389 | 389 | 0.95813 | 내덕리 | 389 | 389 | TRUE | TRUE
| 2 | 서 력 | 48 | 120 | 57 | 63 |  |  |  |  | 0.95813 | 서 력 | 115
| 2 | 어 경 | 49 | 113 | 61 | 52 |  |  |  |  | 0.95813 | 어 경 | 108
| 2 | 요 덕 | 68 | 173 | 93 | 80 |  |  |  |  | 0.95813 | 요 덕 | 166
| 1 | 신경리 | 2061 |  |  |  | 신경리 | 3895 | 10814 |  |  | 신경리 |  | 0 | TRUE | TRUE
| 1 | 대동리 |  | 367 | 198 | 169 | 대동리 | 175 | 375 | 375 | 1.0218 | 대동리 | 375 | 375 | TRUE | TRUE
| 2 | 동방송 | 52 | 115 | 65 | 50 |  |  |  |  | 1.0218 | 동방송 | 118
| 2 | 대지동 | 120 | 252 | 133 | 119 |  |  |  |  | 1.0218 | 대지동 | 257
| 1 | 석택리 |  | 267 | 131 | 136 | 석택리 | 123 | 268 | 268 | 1.0037 | 석택리 | 268 | 268 | TRUE | TRUE
| 2 | 택 리 | 51 | 119 | 60 | 59 |  |  |  |  | 1.0037 | 택 리 | 119
| 2 | 석 교 | 68 | 148 | 71 | 77 |  |  |  |  | 1.0037 | 석 교 | 149
| 1 | 용산리 |  | 176 | 88 | 88 | 용산리 | 77 | 172 | 172 | 0.97727 | 용산리 | 172 | 172 | TRUE | TRUE
| 2 | 용 두 | 33 | 82 | 40 | 42 |  |  |  |  | 0.97727 | 용 두 | 80
| 2 | 용갈산 | 44 | 94 | 48 | 46 |  |  |  |  | 0.97727 | 용갈산 | 92
| 1 | 갈산리 |  | 161 | 82 | 79 | 갈산리 | 80 | 168 | 168 | 1.0435 | 갈산리 | 168 | 168 | TRUE | TRUE
| 2 | 정 두 | 38 | 81 | 39 | 42 |  |  |  |  | 1.0435 | 정 두 | 85
| 2 | 원갈산 | 41 | 80 | 43 | 37 |  |  |  |  | 1.0435 | 원갈산 | 83
| 1 | 신정리 |  | 216 | 104 | 112 | 신정리 | 108 | 220 | 220 | 1.0185 | 신정리 | 220 | 220 | TRUE | TRUE
| 2 | 상유정 | 52 | 87 | 42 | 45 |  |  |  |  | 1.0185 | 상유정 | 89
| 2 | 하유정 | 57 | 129 | 62 | 67 |  |  |  |  | 1.0185 | 하유정 | 131
| 1 | 산수리 |  | 228 | 117 | 111 | 산수리 | 98 | 223 | 223 | 0.97807 | 산수리 | 223 | 223 | TRUE | TRUE
| 2 | 당 산 | 47 | 103 | 48 | 55 |  |  |  |  | 0.97807 | 당 산 | 101
| 2 | 주 봉 | 51 | 125 | 69 | 56 |  |  |  |  | 0.97807 | 주 봉 | 122
| 1 | 노은리 |  | 172 | 85 | 87 | 노은리 | 76 | 164 | 164 | 0.95349 | 노은리 | 164 | 164 | TRUE | TRUE
| 2 | 상 리 | 39 | 85 | 42 | 43 |  |  |  |  | 0.95349 | 상 리 | 81
| 2 | 하 리 | 36 | 87 | 43 | 44 |  |  |  |  | 0.95349 | 하 리 | 83
| 1 | 대인리 |  | 264 | 125 | 139 | 대인리 | 123 | 260 | 260 | 0.98485 | 대인리 | 260 | 260 | TRUE | TRUE
| 2 | 매 산 | 26 | 53 | 24 | 29 |  |  |  |  | 0.98485 | 매 산 | 53
| 2 | 신 사 | 35 | 71 | 30 | 41 |  |  |  |  | 0.98485 | 신 사 | 70
| 2 | 내 동 | 41 | 103 | 56 | 47 |  |  |  |  | 0.98485 | 내 동 | 101
| 2 | 인후원 | 20 | 37 | 15 | 22 |  |  |  |  | 0.98485 | 인후원 | 36
| 1 | 합계 | 3893 | 4250 | 2160 | 2090 |  | 5750 | 14989 | 4175 | 0.98235 | 합계 | 4175 | 4175 | TRUE
금마면 | 1 | 월암리 |  | 276 | 138 | 138 | 월암리 | 140 | 277 | 277 | 1.0036 | 월암리 | 277 | 277 | TRUE | TRUE
| 2 | 마 사 | 72 | 134 | 65 | 69 |  |  |  |  | 1.0036 | 마 사 | 134
| 2 | 봉 암 | 68 | 142 | 73 | 69 |  |  |  |  | 1.0036 | 봉 암 | 143
| 1 | 봉서리 | 105 | 221 | 117 | 104 | 봉서리 | 110 | 223 | 223 | 1.009 | 봉서리 | 223 | 223 | TRUE | TRUE
| 1 | 인산리 |  | 242 | 119 | 123 | 인산리 | 116 | 244 | 244 | 1.0083 | 인산리 | 244 | 244 | TRUE | TRUE
| 2 | 인 흥 | 57 | 114 | 54 | 60 |  |  |  |  | 1.0083 | 인 흥 | 115
| 2 | 석 산 | 58 | 128 | 65 | 63 |  |  |  |  | 1.0083 | 석 산 | 129
| 1 | 가산리 |  | 183 | 92 | 91 | 가산리 | 91 | 187 | 187 | 1.0219 | 가산리 | 187 | 187 | TRUE | TRUE
| 2 | 정 광 | 54 | 117 | 58 | 59 |  |  |  |  | 1.0219 | 정 광 | 120
| 2 | 가 야 | 35 | 66 | 34 | 32 |  |  |  |  | 1.0219 | 가 야 | 67
| 1 | 부평리 |  | 360 | 194 | 166 | 부평리 | 177 | 349 | 349 | 0.96944 | 부평리 | 349 | 349 | TRUE | TRUE
| 2 | 평 리 | 115 | 215 | 119 | 96 |  |  |  |  | 0.96944 | 평 리 | 208
| 2 | 상 봉 | 67 | 145 | 75 | 70 |  |  |  |  | 0.96944 | 상 봉 | 141
| 1 | 덕정리 |  | 266 | 134 | 132 | 덕정리 | 145 | 277 | 277 | 1.0414 | 덕정리 | 277 | 277 | TRUE | TRUE
| 2 | 용 당 | 64 | 118 | 53 | 65 |  |  |  |  | 1.0414 | 용 당 | 123
| 2 | 내 가 | 73 | 148 | 81 | 67 |  |  |  |  | 1.0414 | 내 가 | 154
| 1 | 용흥리 |  | 143 | 70 | 73 | 용흥리 | 69 | 144 | 144 | 1.007 | 용흥리 | 144 | 144 | TRUE | TRUE
| 2 | 고 정 | 32 | 68 | 34 | 34 |  |  |  |  | 1.007 | 고 정 | 68
| 2 | 용 강 | 35 | 75 | 36 | 39 |  |  |  |  | 1.007 | 용 강 | 76
| 1 | 송암리 |  | 261 | 130 | 131 | 송암리 | 109 | 241 | 241 | 0.92337 | 송암리 | 241 | 241 | TRUE | TRUE
| 2 | 구 암 | 59 | 140 | 72 | 68 |  |  |  |  | 0.92337 | 구 암 | 129
| 2 | 와 야 | 59 | 121 | 58 | 63 |  |  |  |  | 0.92337 | 와 야 | 112
| 1 | 장성리 |  | 278 | 152 | 126 | 장성리 | 121 | 257 | 257 | 0.92446 | 장성리 | 257 | 257 | TRUE | TRUE
| 2 | 천 변 | 24 | 50 | 29 | 21 |  |  |  |  | 0.92446 | 천 변 | 46
| 2 | 장 파 | 101 | 228 | 123 | 105 |  |  |  |  | 0.92446 | 장 파 | 211
| 1 | 신곡리 |  | 348 | 185 | 163 | 신곡리 | 148 | 341 | 341 | 0.97989 | 신곡리 | 341 | 341 | TRUE | TRUE
| 2 | 당 곡 | 37 | 88 | 44 | 44 |  |  |  |  | 0.97989 | 당 곡 | 86
| 2 | 신 곡 | 113 | 260 | 141 | 119 |  |  |  |  | 0.97989 | 신 곡 | 255
| 1 | 죽림리 |  | 647 | 333 | 314 | 죽림리 | 299 | 629 | 629 | 0.97218 | 죽림리 | 629 | 629 | TRUE | TRUE
| 2 | 배 양 | 119 | 257 | 138 | 119 |  |  |  |  | 0.97218 | 배 양 | 250
| 2 | 내 기 | 185 | 390 | 195 | 195 |  |  |  |  | 0.97218 | 내 기 | 379
| 1 | 화양리 |  | 445 | 221 | 224 | 화양리 | 199 | 446 | 446 | 1.0022 | 화양리 | 446 | 446 | TRUE | TRUE
| 2 | 화 전 | 76 | 162 | 80 | 82 |  |  |  |  | 1.0022 | 화 전 | 163
| 2 | 평 촌 | 41 | 86 | 36 | 50 |  |  |  |  | 1.0022 | 평 촌 | 86
| 2 | 금 굴 | 53 | 123 | 64 | 59 |  |  |  |  | 1.0022 | 금 굴 | 123
| 2 | 신 촌 | 31 | 74 | 41 | 33 |  |  |  |  | 1.0022 | 신 촌 | 74
| 1 | 송강리 | 48 | 87 | 43 | 44 | 송강리 | 49 | 90 | 90 | 1.0345 | 송강리 | 90 | 90 | TRUE | TRUE
| 1 | 합계 | 1781 | 3757 | 1928 | 1829 |  | 1773 | 3705 | 3705 | 0.98616 | 합계 | 3705 | 3705 | TRUE
홍동면 | 1 | 운월리 |  | 488 | 237 | 251 | 운월리 | 196 | 465 | 465 | 0.95287 | 운월리 | 465 | 465 | TRUE | TRUE
| 2 | 송 풍 | 48 | 116 | 54 | 62 |  |  |  |  | 0.95287 | 송 풍 | 110
| 2 | 창 정 | 63 | 157 | 76 | 81 |  |  |  |  | 0.95287 | 창 정 | 150
| 2 | 상반월 | 29 | 58 | 31 | 27 |  |  |  |  | 0.95287 | 상반월 | 55
| 2 | 운 곡 | 59 | 157 | 76 | 81 |  |  |  |  | 0.95287 | 운 곡 | 150
| 1 | 월현리 |  | 247 | 136 | 111 | 월현리 | 114 | 251 | 251 | 1.0162 | 월현리 | 251 | 251 | TRUE | TRUE
| 2 | 종 현 | 47 | 92 | 51 | 41 |  |  |  |  | 1.0162 | 종 현 | 93
| 2 | 개 월 | 62 | 155 | 85 | 70 |  |  |  |  | 1.0162 | 개 월 | 158
| 1 | 원천리 |  | 173 | 84 | 89 | 원천리 | 92 | 169 | 169 | 0.97688 | 원천리 | 169 | 169 | TRUE | TRUE
| 2 | 세 천 | 60 | 116 | 56 | 60 |  |  |  |  | 0.97688 | 세 천 | 113
| 2 | 중 원 | 33 | 57 | 28 | 29 |  |  |  |  | 0.97688 | 중 원 | 56
| 1 | 홍원리 |  | 395 | 201 | 194 | 홍원리 | 164 | 381 | 381 | 0.96456 | 홍원리 | 381 | 381 | TRUE | TRUE
| 2 | 상 원 | 55 | 124 | 61 | 63 |  |  |  |  | 0.96456 | 상 원 | 120
| 2 | 하 원 | 64 | 136 | 71 | 65 |  |  |  |  | 0.96456 | 하 원 | 131
| 2 | 모 전 | 48 | 135 | 69 | 66 |  |  |  |  | 0.96456 | 모 전 | 130
| 1 | 화신리 | 57 | 124 | 59 | 65 | 화신리 | 61 | 132 | 132 | 1.0645 | 화신리 | 132 | 132 | TRUE | TRUE
| 1 | 문당리 |  | 217 | 117 | 100 | 문당리 | 101 | 225 | 225 | 1.0369 | 문당리 | 225 | 225 | TRUE | TRUE
| 2 | 문 산 | 74 | 165 | 88 | 77 |  |  |  |  | 1.0369 | 문 산 | 171
| 2 | 동 곡 | 26 | 52 | 29 | 23 |  |  |  |  | 1.0369 | 동 곡 | 54
| 1 | 금평리 |  | 242 | 123 | 119 | 금평리 | 98 | 238 | 238 | 0.98347 | 금평리 | 238 | 238 | TRUE | TRUE
| 2 | 김 애 | 39 | 102 | 48 | 54 |  |  |  |  | 0.98347 | 김 애 | 100
| 2 | 상하중 | 56 | 140 | 75 | 65 |  |  |  |  | 0.98347 | 상하중 | 138
| 1 | 구정리 |  | 274 | 137 | 137 | 구정리 | 115 | 257 | 257 | 0.93796 | 구정리 | 257 | 257 | TRUE | TRUE
| 2 | 동 막 | 51 | 114 | 57 | 57 |  |  |  |  | 0.93796 | 동 막 | 107
| 2 | 고 요 | 69 | 160 | 80 | 80 |  |  |  |  | 0.93796 | 고 요 | 150
| 1 | 신기리 |  | 360 | 176 | 184 | 신기리 | 161 | 352 | 352 | 0.97778 | 신기리 | 352 | 352 | TRUE | TRUE
| 2 | 만 경 | 62 | 139 | 68 | 71 |  |  |  |  | 0.97778 | 만 경 | 135
| 2 | 신 촌 | 52 | 111 | 58 | 53 |  |  |  |  | 0.97778 | 신 촌 | 109
| 2 | 반 교 | 47 | 110 | 50 | 60 |  |  |  |  | 0.97778 | 반 교 | 108
| 1 | 수란리 |  | 236 | 118 | 118 | 수란리 | 109 | 233 | 233 | 0.98729 | 수란리 | 233 | 233 | TRUE | TRUE
| 2 | 수 란 | 39 | 87 | 42 | 45 |  |  |  |  | 0.98729 | 수 란 | 86
| 2 | 산 양 | 29 | 76 | 38 | 38 |  |  |  |  | 0.98729 | 산 양 | 75
| 2 | 왕 지 | 39 | 73 | 38 | 35 |  |  |  |  | 0.98729 | 왕 지 | 72
| 1 | 금당리 |  | 349 | 187 | 162 | 금당리 | 144 | 338 | 338 | 0.96848 | 금당리 | 338 | 338 | TRUE | TRUE
| 2 | 성 당 | 57 | 145 | 81 | 64 |  |  |  |  | 0.96848 | 성 당 | 140
| 2 | 상하금 | 33 | 75 | 37 | 38 |  |  |  |  | 0.96848 | 상하금 | 73
| 2 | 백 동 | 60 | 129 | 69 | 60 |  |  |  |  | 0.96848 | 백 동 | 125
| 1 | 효학리 |  | 135 | 67 | 68 | 효학리 | 65 | 130 | 130 | 0.96296 | 효학리 | 130 | 130 | TRUE | TRUE
| 2 | 효 동 | 33 | 66 | 33 | 33 |  |  |  |  | 0.96296 | 효 동 | 64
| 2 | 학 계 | 32 | 69 | 34 | 35 |  |  |  |  | 0.96296 | 학 계 | 66
| 1 | 대영리 | 61 | 136 | 66 | 70 | 대영리 | 60 | 121 | 121 | 0.88971 | 대영리 | 121 | 121 | TRUE | TRUE
| 1 | 팔괘리 |  | 229 | 119 | 110 | 팔괘리 | 98 | 235 | 235 | 1.0262 | 팔괘리 | 235 | 235 | TRUE | TRUE
| 2 | 송 정 | 32 | 90 | 50 | 40 |  |  |  |  | 1.0262 | 송 정 | 92
| 2 | 석 산 | 41 | 74 | 34 | 40 |  |  |  |  | 1.0262 | 석 산 | 76
| 2 | 상 팔 | 24 | 65 | 35 | 30 |  |  |  |  | 1.0262 | 상 팔 | 67
| 1 | 합계 | 1581 | 3605 | 1827 | 1778 |  | 1578 | 3527 | 3527 | 0.97836 | 합계 | 3527 | 3527 | TRUE
장곡면 | 1 | 도산리 |  | 354 | 182 | 172 | 도산리 | 169 | 335 | 335 | 0.94633 | 도산리 | 335 | 335 | TRUE | TRUE
| 2 | 도산 1 | 128 | 251 | 130 | 121 |  |  |  |  | 0.94633 | 도산 1 | 238
| 2 | 도산 2 | 46 | 103 | 52 | 51 |  |  |  |  | 0.94633 | 도산 2 | 97
| 1 | 신풍리 |  | 225 | 111 | 114 | 신풍리 | 119 | 216 | 216 | 0.96 | 신풍리 | 216 | 216 | TRUE | TRUE
| 2 | 신풍 1 | 35 | 56 | 31 | 25 |  |  |  |  | 0.96 | 신풍 1 | 54
| 2 | 신풍 2 | 42 | 78 | 35 | 43 |  |  |  |  | 0.96 | 신풍 2 | 75
| 2 | 신풍 3 | 44 | 91 | 45 | 46 |  |  |  |  | 0.96 | 신풍 3 | 87
| 1 | 화계리 |  | 149 | 75 | 74 | 화계리 | 72 | 147 | 147 | 0.98658 | 화계리 | 147 | 147 | TRUE | TRUE
| 2 | 화계 1 | 43 | 90 | 42 | 48 |  |  |  |  | 0.98658 | 화계 1 | 89
| 2 | 화계 2 | 28 | 59 | 33 | 26 |  |  |  |  | 0.98658 | 화계 2 | 58
| 1 | 광성리 |  | 290 | 140 | 150 | 광성리 | 146 | 284 | 284 | 0.97931 | 광성리 | 284 | 284 | TRUE | TRUE
| 2 | 광성 1 | 53 | 112 | 58 | 54 |  |  |  |  | 0.97931 | 광성 1 | 110
| 2 | 광성 2 | 44 | 83 | 37 | 46 |  |  |  |  | 0.97931 | 광성 2 | 81
| 2 | 광성 3 | 49 | 95 | 45 | 50 |  |  |  |  | 0.97931 | 광성 3 | 93
| 1 | 오성리 | 71 | 138 | 71 | 67 | 오성리 | 75 | 140 | 140 | 1.0145 | 오성리 | 140 | 140 | TRUE | TRUE
| 1 | 죽전리 | 54 | 105 | 52 | 53 | 죽전리 | 56 | 105 | 105 | 1 | 죽전리 | 105 | 105 | TRUE | TRUE
| 1 | 가송리 |  | 223 | 105 | 118 | 가송리 | 98 | 212 | 212 | 0.95067 | 가송리 | 212 | 212 | TRUE | TRUE
| 2 | 가송 1 | 56 | 111 | 53 | 58 |  |  |  |  | 0.95067 | 가송 1 | 106
| 2 | 가송 2 | 43 | 112 | 52 | 60 |  |  |  |  | 0.95067 | 가송 2 | 106
| 1 | 신동리 | 72 | 150 | 72 | 78 | 신동리 | 69 | 141 | 141 | 0.94 | 신동리 | 141 | 141 | TRUE | TRUE
| 1 | 지정리 |  | 312 | 163 | 149 | 지정리 | 148 | 318 | 318 | 1.0192 | 지정리 | 318 | 318 | TRUE | TRUE
| 2 | 지정 1 | 99 | 223 | 116 | 107 |  |  |  |  | 1.0192 | 지정 1 | 227
| 2 | 지정 2 | 49 | 89 | 47 | 42 |  |  |  |  | 1.0192 | 지정 2 | 91
| 1 | 월계리 |  | 205 | 106 | 99 | 월계리 | 92 | 204 | 204 | 0.99512 | 월계리 | 204 | 204 | TRUE | TRUE
| 2 | 월계 1 | 41 | 86 | 46 | 40 |  |  |  |  | 0.99512 | 월계 1 | 86
| 2 | 월계 2 | 50 | 119 | 60 | 59 |  |  |  |  | 0.99512 | 월계 2 | 118
| 1 | 행정리 |  | 166 | 80 | 86 | 행정리 | 85 | 167 | 167 | 1.006 | 행정리 | 167 | 167 | TRUE | TRUE
| 2 | 행정 1 | 42 | 80 | 34 | 46 |  |  |  |  | 1.006 | 행정 1 | 80
| 2 | 행정 2 | 44 | 86 | 46 | 40 |  |  |  |  | 1.006 | 행정 2 | 87
| 1 | 천태리 |  | 230 | 109 | 121 | 천태리 | 112 | 224 | 224 | 0.97391 | 천태리 | 224 | 224 | TRUE | TRUE
| 2 | 천태 1 | 52 | 106 | 50 | 56 |  |  |  |  | 0.97391 | 천태 1 | 103
| 2 | 천태 2 | 64 | 124 | 59 | 65 |  |  |  |  | 0.97391 | 천태 2 | 121
| 1 | 산성리 |  | 156 | 71 | 85 | 산성리 | 90 | 156 | 156 | 1 | 산성리 | 156 | 156 | TRUE | TRUE
| 2 | 산성 1 | 64 | 106 | 49 | 57 |  |  |  |  | 1 | 산성 1 | 106
| 2 | 산성 2 | 28 | 50 | 22 | 28 |  |  |  |  | 1 | 산성 2 | 50
| 1 | 옥계리 |  | 157 | 78 | 79 | 옥계리 | 84 | 160 | 160 | 1.0191 | 옥계리 | 160 | 160 | TRUE | TRUE
| 2 | 옥계 1 | 58 | 111 | 54 | 57 |  |  |  |  | 1.0191 | 옥계 1 | 113
| 2 | 옥계 2 | 27 | 46 | 24 | 22 |  |  |  |  | 1.0191 | 옥계 2 | 47
| 1 | 대현리 |  | 154 | 78 | 76 | 대현리 | 80 | 148 | 148 | 0.96104 | 대현리 | 148 | 148 | TRUE | TRUE
| 2 | 대현 1 | 57 | 114 | 60 | 54 |  |  |  |  | 0.96104 | 대현 1 | 110
| 2 | 대현 2 | 21 | 40 | 18 | 22 |  |  |  |  | 0.96104 | 대현 2 | 38
| 1 | 상송리 |  | 265 | 125 | 140 | 상송리 | 139 | 281 | 281 | 1.0604 | 상송리 | 281 | 281 | TRUE | TRUE
| 2 | 상송 1 | 73 | 135 | 59 | 76 |  |  |  |  | 1.0604 | 상송 1 | 143
| 2 | 상송 2 | 23 | 51 | 25 | 26 |  |  |  |  | 1.0604 | 상송 2 | 54
| 2 | 상송 3 | 37 | 79 | 41 | 38 |  |  |  |  | 1.0604 | 상송 3 | 84
| 1 | 합계 | 1637 | 3279 | 1618 | 1661 |  | 1634 | 3238 | 3238 | 0.9875 | 합계 | 3238 | 3238 | TRUE
은하면 | 1 | 대천리 |  | 257 | 131 | 126 | 대천리 | 132 | 258 | 258 | 1.0039 | 대천리 | 258 | 258 | TRUE | TRUE
| 2 | 대 천 | 69 | 121 | 61 | 60 |  |  |  |  | 1.0039 | 대 천 | 122
| 2 | 합 천 | 37 | 82 | 41 | 41 |  |  |  |  | 1.0039 | 합 천 | 82
| 2 | 월 실 | 26 | 54 | 29 | 25 |  |  |  |  | 1.0039 | 월 실 | 54
| 1 | 유송리 | 71 | 130 | 66 | 64 | 유송리 | 72 | 132 | 132 | 1.0154 | 유송리 | 132 | 132 | TRUE | TRUE
| 1 | 장곡리 |  | 211 | 102 | 109 | 장곡리 | 111 | 229 | 229 | 1.0853 | 장곡리 | 229 | 229 | TRUE | TRUE
| 2 | 월 곡 | 45 | 98 | 48 | 50 |  |  |  |  | 1.0853 | 월 곡 | 106
| 2 | 장 촌 | 58 | 113 | 54 | 59 |  |  |  |  | 1.0853 | 장 촌 | 123
| 1 | 대율리 | 92 | 205 | 109 | 96 | 대율리 | 93 | 202 | 202 | 0.98537 | 대율리 | 202 | 202 | TRUE | TRUE
| 1 | 금국리 |  | 331 | 163 | 168 | 금국리 | 214 | 342 | 342 | 1.0332 | 금국리 | 342 | 342 | TRUE | TRUE
| 2 | 상하국 | 141 | 216 | 105 | 111 |  |  |  |  | 1.0332 | 상하국 | 223
| 2 | 금 리 | 53 | 115 | 58 | 57 |  |  |  |  | 1.0332 | 금 리 | 119
| 1 | 학산리 |  | 263 | 132 | 131 | 학산리 | 134 | 262 | 262 | 0.9962 | 학산리 | 262 | 262 | TRUE | TRUE
| 2 | 학 동 | 33 | 71 | 35 | 36 |  |  |  |  | 0.9962 | 학 동 | 70
| 2 | 내 동 | 22 | 49 | 30 | 19 |  |  |  |  | 0.9962 | 내 동 | 49
| 2 | 거 산 | 43 | 84 | 38 | 46 |  |  |  |  | 0.9962 | 거 산 | 84
| 2 | 내 남 | 33 | 59 | 29 | 30 |  |  |  |  | 0.9962 | 내 남 | 59
| 1 | 목현리 | 80 | 185 | 100 | 85 | 목현리 | 81 | 182 | 182 | 0.98378 | 목현리 | 182 | 182 | TRUE | TRUE
| 1 | 대판리 |  | 160 | 79 | 81 | 대판리 | 69 | 166 | 166 | 1.0375 | 대판리 | 166 | 166 | TRUE | TRUE
| 2 | 백 인 | 26 | 61 | 30 | 31 |  |  |  |  | 1.0375 | 백 인 | 63
| 2 | 대 판 | 39 | 99 | 49 | 50 |  |  |  |  | 1.0375 | 대 판 | 103
| 1 | 덕실리 |  | 161 | 88 | 73 | 덕실리 | 79 | 168 | 168 | 1.0435 | 덕실리 | 168 | 168 | TRUE | TRUE
| 2 | 덕 실 | 36 | 76 | 41 | 35 |  |  |  |  | 1.0435 | 덕 실 | 79
| 2 | 구 동 | 41 | 85 | 47 | 38 |  |  |  |  | 1.0435 | 구 동 | 89
| 1 | 화봉리 |  | 288 | 144 | 144 | 화봉리 | 137 | 289 | 289 | 1.0035 | 화봉리 | 289 | 289 | TRUE | TRUE
| 2 | 상 가 | 38 | 81 | 39 | 42 |  |  |  |  | 1.0035 | 상 가 | 82
| 2 | 야 동 | 35 | 76 | 43 | 33 |  |  |  |  | 1.0035 | 야 동 | 76
| 2 | 중 가 | 28 | 58 | 27 | 31 |  |  |  |  | 1.0035 | 중 가 | 58
| 2 | 하 가 | 36 | 73 | 35 | 38 |  |  |  |  | 1.0035 | 하 가 | 73
| 1 | 장척리 |  | 415 | 216 | 199 | 장척리 | 190 | 398 | 398 | 0.95904 | 장척리 | 398 | 398 | TRUE | TRUE
| 2 | 장 척 | 82 | 191 | 92 | 99 |  |  |  |  | 0.95904 | 장 척 | 183
| 2 | 중 리 | 53 | 97 | 53 | 44 |  |  |  |  | 0.95904 | 중 리 | 93
| 2 | 포 항 | 56 | 127 | 71 | 56 |  |  |  |  | 0.95904 | 포 항 | 122
| 1 | 합계 | 1273 | 2606 | 1330 | 1276 |  | 1312 | 2628 | 2628 | 1.0084 | 합계 | 2628 | 2628 | TRUE
결성면 | 1 | 읍내리 |  | 436 | 223 | 213 | 읍내리 | 213 | 425 | 425 | 0.97477 | 읍내리 | 425 | 425 | TRUE | TRUE
| 2 | 좌우촌 | 178 | 337 | 174 | 163 |  |  |  |  | 0.97477 | 좌우촌 | 328
| 2 | 교 촌 | 44 | 99 | 49 | 50 |  |  |  |  | 0.97477 | 교 촌 | 97
| 1 | 성호리 |  | 263 | 119 | 144 | 성호리 | 124 | 260 | 260 | 0.98859 | 성호리 | 260 | 260 | TRUE | TRUE
| 2 | 후청동 | 22 | 45 | 21 | 24 |  |  |  |  | 0.98859 | 후청동 | 45
| 2 | 가 곡 | 30 | 64 | 29 | 35 |  |  |  |  | 0.98859 | 가 곡 | 63
| 2 | 원성호 | 73 | 154 | 69 | 85 |  |  |  |  | 0.98859 | 원성호 | 152
| 1 | 성남리 |  | 235 | 106 | 129 | 성남리 | 116 | 217 | 217 | 0.9234 | 성남리 | 217 | 217 | TRUE | TRUE
| 2 | 내 남 | 31 | 63 | 30 | 33 |  |  |  |  | 0.9234 | 내 남 | 59
| 2 | 중 리 | 34 | 59 | 25 | 34 |  |  |  |  | 0.9234 | 중 리 | 54
| 2 | 신 리 | 53 | 113 | 51 | 62 |  |  |  |  | 0.9234 | 신 리 | 104
| 1 | 금곡리 |  | 250 | 137 | 113 | 금곡리 | 121 | 243 | 243 | 0.972 | 금곡리 | 243 | 243 | TRUE | TRUE
| 2 | 해 동 | 39 | 84 | 46 | 38 |  |  |  |  | 0.972 | 해 동 | 81
| 2 | 원 천 | 40 | 89 | 48 | 41 |  |  |  |  | 0.972 | 원 천 | 87
| 2 | 원금곡 | 39 | 77 | 43 | 34 |  |  |  |  | 0.972 | 원금곡 | 75
| 1 | 성곡리 |  | 256 | 132 | 124 | 성곡리 | 151 | 254 | 254 | 0.99219 | 성곡리 | 254 | 254 | TRUE | TRUE
| 2 | 원성곡 | 81 | 148 | 67 | 81 |  |  |  |  | 0.99219 | 원성곡 | 147
| 2 | 박 철 | 69 | 108 | 65 | 43 |  |  |  |  | 0.99219 | 박 철 | 107
| 1 | 무량리 |  | 166 | 89 | 77 | 무량리 | 80 | 171 | 171 | 1.0301 | 무량리 | 171 | 171 | TRUE | TRUE
| 2 | 원무량 | 39 | 87 | 47 | 40 |  |  |  |  | 1.0301 | 원무량 | 90
| 2 | 역 촌 | 37 | 79 | 42 | 37 |  |  |  |  | 1.0301 | 역 촌 | 81
| 1 | 교항리 |  | 229 | 106 | 123 | 교항리 | 124 | 229 | 229 | 1 | 교항리 | 229 | 229 | TRUE | TRUE
| 2 | 자은동 | 43 | 72 | 36 | 36 |  |  |  |  | 1 | 자은동 | 72
| 2 | 서지동 | 30 | 54 | 23 | 31 |  |  |  |  | 1 | 서지동 | 54
| 2 | 원교항 | 27 | 51 | 21 | 30 |  |  |  |  | 1 | 원교항 | 51
| 2 | 용 동 | 24 | 52 | 26 | 26 |  |  |  |  | 1 | 용 동 | 52
| 1 | 용호리 |  | 236 | 113 | 123 | 용호리 | 101 | 240 | 240 | 1.0169 | 용호리 | 240 | 240 | TRUE | TRUE
| 2 | 덕 우 | 23 | 57 | 28 | 29 |  |  |  |  | 1.0169 | 덕 우 | 58
| 2 | 두지동 | 45 | 121 | 59 | 62 |  |  |  |  | 1.0169 | 두지동 | 123
| 2 | 평 산 | 31 | 58 | 26 | 32 |  |  |  |  | 1.0169 | 평 산 | 59
| 1 | 형산리 |  | 324 | 160 | 164 | 형산리 | 141 | 299 | 299 | 0.92284 | 형산리 | 299 | 299 | TRUE | TRUE
| 2 | 원형산 | 52 | 127 | 62 | 65 |  |  |  |  | 0.92284 | 원형산 | 117
| 2 | 구수동 | 50 | 95 | 44 | 51 |  |  |  |  | 0.92284 | 구수동 | 88
| 2 | 주 교 | 48 | 102 | 54 | 48 |  |  |  |  | 0.92284 | 주 교 | 94
| 1 | 합계 | 1182 | 2395 | 1185 | 1210 |  | 1171 | 2338 | 2338 | 0.9762 | 합계 | 2338 | 2338 | TRUE
서부면 | 1 | 이호리 |  | 503 | 235 | 268 | 이호리 | 228 | 509 | 509 | 1.0119 | 이호리 | 509 | 509 | TRUE | TRUE
| 2 | 산수동 | 39 | 94 | 45 | 49 |  |  |  |  | 1.0119 | 산수동 | 96
| 2 | 중 촌 | 135 | 288 | 130 | 158 |  |  |  |  | 1.0119 | 중 촌 | 291
| 2 | 하 촌 | 48 | 121 | 60 | 61 |  |  |  |  | 1.0119 | 하 촌 | 122
| 1 | 광리 |  | 189 | 98 | 91 | 광리 | 95 | 190 | 190 | 1.0053 | 광리 | 190 | 190 | TRUE | TRUE
| 2 | 소 리 | 59 | 123 | 63 | 60 |  |  |  |  | 1.0053 | 소 리 | 124
| 2 | 중 광 | 33 | 66 | 35 | 31 |  |  |  |  | 1.0053 | 중 광 | 66
| 1 | 궁리 |  | 509 | 247 | 262 | 궁리 | 236 | 499 | 499 | 0.98035 | 궁리 | 499 | 499 | TRUE | TRUE
| 2 | 당 곡 | 58 | 126 | 59 | 67 |  |  |  |  | 0.98035 | 당 곡 | 124
| 2 | 산 막 | 52 | 116 | 56 | 60 |  |  |  |  | 0.98035 | 산 막 | 114
| 2 | 하 리 | 86 | 183 | 90 | 93 |  |  |  |  | 0.98035 | 하 리 | 179
| 2 | 원 당 | 39 | 84 | 42 | 42 |  |  |  |  | 0.98035 | 원 당 | 82
| 1 | 상황리 |  | 272 | 127 | 145 | 상황리 | 125 | 286 | 286 | 1.0515 | 상황리 | 286 | 286 | TRUE | TRUE
| 2 | 상 황 | 58 | 117 | 54 | 63 |  |  |  |  | 1.0515 | 상 황 | 123
| 2 | 속 동 | 61 | 155 | 73 | 82 |  |  |  |  | 1.0515 | 속 동 | 163
| 1 | 거차리 |  | 183 | 82 | 101 | 거차리 | 86 | 179 | 179 | 0.97814 | 거차리 | 179 | 179 | TRUE | TRUE
| 2 | 거 차 | 41 | 102 | 48 | 54 |  |  |  |  | 0.97814 | 거 차 | 100
| 2 | 장 동 | 45 | 81 | 34 | 47 |  |  |  |  | 0.97814 | 장 동 | 79
| 1 | 어사리 |  | 427 | 212 | 215 | 어사리 | 190 | 412 | 412 | 0.96487 | 어사리 | 412 | 412 | TRUE | TRUE
| 2 | 송 촌 | 62 | 150 | 71 | 79 |  |  |  |  | 0.96487 | 송 촌 | 145
| 2 | 어 사 | 129 | 277 | 141 | 136 |  |  |  |  | 0.96487 | 어 사 | 267
| 1 | 남당리 |  | 657 | 306 | 351 | 남당리 | 329 | 664 | 664 | 1.0107 | 남당리 | 664 | 664 | TRUE | TRUE
| 2 | 남 당 | 216 | 461 | 214 | 247 |  |  |  |  | 1.0107 | 남 당 | 466
| 2 | 내 동 | 53 | 110 | 49 | 61 |  |  |  |  | 1.0107 | 내 동 | 111
| 2 | 소 도 | 47 | 86 | 43 | 43 |  |  |  |  | 1.0107 | 소 도 | 87
| 1 | 신리 |  | 184 | 89 | 95 | 신리 | 93 | 183 | 183 | 0.99457 | 신리 | 183 | 183 | TRUE | TRUE
| 2 | 신 리 | 65 | 122 | 58 | 64 |  |  |  |  | 0.99457 | 신 리 | 121
| 2 | 안흥동 | 28 | 62 | 31 | 31 |  |  |  |  | 0.99457 | 안흥동 | 62
| 1 | 양곡리 | 53 | 113 | 43 | 70 | 양곡리 | 53 | 106 | 106 | 0.93805 | 양곡리 | 106 | 106 | TRUE | TRUE
| 1 | 판교리 |  | 283 | 141 | 142 | 판교리 | 132 | 278 | 278 | 0.98233 | 판교리 | 278 | 278 | TRUE | TRUE
| 2 | 판 교 | 44 | 98 | 45 | 53 |  |  |  |  | 0.98233 | 판 교 | 97
| 2 | 신 촌 | 29 | 65 | 31 | 34 |  |  |  |  | 0.98233 | 신 촌 | 64
| 2 | 묵 동 | 35 | 35 | 20 | 15 |  |  |  |  | 0.98233 | 묵 동 | 34
| 2 | 수룡동 | 44 | 85 | 45 | 40 |  |  |  |  | 0.98233 | 수룡동 | 83
| 1 | 중리 |  | 213 | 110 | 103 | 중리 | 92 | 207 | 207 | 0.97183 | 중리 | 207 | 207 | TRUE | TRUE
| 2 | 능 동 | 22 | 47 | 27 | 20 |  |  |  |  | 0.97183 | 능 동 | 45
| 2 | 대흥동 | 33 | 81 | 40 | 41 |  |  |  |  | 0.97183 | 대흥동 | 79
| 2 | 원중리 | 38 | 85 | 43 | 42 |  |  |  |  | 0.97183 | 원중리 | 83
| 1 | 죽도리 | 31 | 72 | 33 | 39 | 죽도리 | 31 | 70 | 70 | 0.97222 | 죽도리 | 70 | 70 | TRUE | TRUE
| 1 | 합계 | 1683 | 3605 | 1723 | 1882 |  | 1690 | 3583 | 3583 | 0.9939 | 합계 | 3583 | 3583 | TRUE
갈산면 | 1 | 상촌리 |  | 894 | 451 | 443 | 상촌리 | 433 | 853 | 853 | 0.95414 | 상촌리 | 853 | 853 | TRUE | TRUE
| 2 | 상 촌 | 194 | 421 | 220 | 201 |  |  |  |  | 0.95414 | 상 촌 | 402
| 2 | 노 동 | 246 | 473 | 231 | 242 |  |  |  |  | 0.95414 | 노 동 | 451
| 1 | 내갈리 |  | 356 | 187 | 169 | 내갈리 | 167 | 356 | 356 | 1 | 내갈리 | 356 | 356 | TRUE | TRUE
| 2 | 내 갈 | 131 | 282 | 152 | 130 |  |  |  |  | 1 | 내 갈 | 282
| 2 | 다 산 | 40 | 74 | 35 | 39 |  |  |  |  | 1 | 다 산 | 74
| 1 | 신안리 |  | 281 | 139 | 142 | 신안리 | 115 | 292 | 292 | 1.0391 | 신안리 | 292 | 292 | TRUE | TRUE
| 2 | 신 촌 | 40 | 82 | 42 | 40 |  |  |  |  | 1.0391 | 신 촌 | 85
| 2 | 안 악 | 30 | 72 | 36 | 36 |  |  |  |  | 1.0391 | 안 악 | 75
| 2 | 구 성 | 46 | 127 | 61 | 66 |  |  |  |  | 1.0391 | 구 성 | 132
| 1 | 가곡리 |  | 188 | 89 | 99 | 가곡리 | 88 | 184 | 184 | 0.97872 | 가곡리 | 184 | 184 | TRUE | TRUE
| 2 | 노 상 | 35 | 70 | 35 | 35 |  |  |  |  | 0.97872 | 노 상 | 69
| 2 | 동 막 | 52 | 118 | 54 | 64 |  |  |  |  | 0.97872 | 동 막 | 115
| 1 | 갈오리 | 27 | 48 | 27 | 21 | 갈오리 | 23 | 42 | 42 | 0.875 | 갈오리 | 42 | 42 | TRUE | TRUE
| 1 | 동산리 | 89 | 186 | 91 | 95 | 동산리 | 85 | 173 | 173 | 0.93011 | 동산리 | 173 | 173 | TRUE | TRUE
| 1 | 쌍천리 | 58 | 127 | 67 | 60 | 쌍천리 | 59 | 133 | 133 | 1.0472 | 쌍천리 | 133 | 133 | TRUE | TRUE
| 1 | 행산리 |  | 207 | 102 | 105 | 행산리 | 86 | 202 | 202 | 0.97585 | 행산리 | 202 | 202 | TRUE | TRUE
| 2 | 이 동 | 28 | 49 | 22 | 27 |  |  |  |  | 0.97585 | 이 동 | 48
| 2 | 신 기 | 63 | 158 | 80 | 78 |  |  |  |  | 0.97585 | 신 기 | 154
| 1 | 오두리 |  | 235 | 112 | 123 | 오두리 | 103 | 230 | 230 | 0.97872 | 오두리 | 230 | 230 | TRUE | TRUE
| 2 | 사 혜 | 52 | 118 | 55 | 63 |  |  |  |  | 0.97872 | 사 혜 | 115
| 2 | 오 두 | 51 | 117 | 57 | 60 |  |  |  |  | 0.97872 | 오 두 | 115
| 1 | 부기리 |  | 199 | 93 | 106 | 부기리 | 102 | 195 | 195 | 0.9799 | 부기리 | 195 | 195 | TRUE | TRUE
| 2 | 진 죽 | 40 | 84 | 37 | 47 |  |  |  |  | 0.9799 | 진 죽 | 82
| 2 | 부 기 | 62 | 115 | 56 | 59 |  |  |  |  | 0.9799 | 부 기 | 113
| 1 | 기산리 |  | 212 | 106 | 106 | 기산리 | 111 | 203 | 203 | 0.95755 | 기산리 | 203 | 203 | TRUE | TRUE
| 2 | 산 직 | 40 | 84 | 44 | 40 |  |  |  |  | 0.95755 | 산 직 | 80
| 2 | 사 천 | 69 | 128 | 62 | 66 |  |  |  |  | 0.95755 | 사 천 | 123
| 1 | 동성리 |  | 247 | 122 | 125 | 동성리 | 111 | 241 | 241 | 0.97571 | 동성리 | 241 | 241 | TRUE | TRUE
| 2 | 동 곡 | 43 | 105 | 47 | 58 |  |  |  |  | 0.97571 | 동 곡 | 102
| 2 | 성 촌 | 67 | 142 | 75 | 67 |  |  |  |  | 0.97571 | 성 촌 | 139
| 1 | 취생리 | 111 | 227 | 117 | 110 | 취생리 | 109 | 221 | 221 | 0.97357 | 취생리 | 221 | 221 | TRUE | TRUE
| 1 | 운곡리 |  | 192 | 96 | 96 | 운곡리 | 101 | 191 | 191 | 0.99479 | 운곡리 | 191 | 191 | TRUE | TRUE
| 2 | 운 정 | 49 | 93 | 48 | 45 |  |  |  |  | 0.99479 | 운 정 | 93
| 2 | 신 곡 | 53 | 99 | 48 | 51 |  |  |  |  | 0.99479 | 신 곡 | 98
| 1 | 와리 |  | 262 | 116 | 146 | 와리 | 128 | 261 | 261 | 0.99618 | 와리 | 261 | 261 | TRUE | TRUE
| 2 | 목 과 | 32 | 64 | 30 | 34 |  |  |  |  | 0.99618 | 목 과 | 64
| 2 | 압 곡 | 21 | 51 | 20 | 31 |  |  |  |  | 0.99618 | 압 곡 | 51
| 2 | 원 와 | 70 | 147 | 66 | 81 |  |  |  |  | 0.99618 | 원 와 | 146
| 1 | 대사리 | 51 | 87 | 45 | 42 | 대사리 | 53 | 95 | 95 | 1.092 | 대사리 | 95 | 95 | TRUE | TRUE
| 1 | 합계 | 1890 | 3948 | 1960 | 1988 |  | 1874 | 3872 | 3872 | 0.98075 | 합계 | 3872 | 3872 | TRUE
구항면 | 1 | 황곡리 |  | 286 | 145 | 141 | 황곡리 | 131 | 294 | 294 | 1.028 | 황곡리 | 294 | 294 | TRUE | TRUE
| 2 | 황 곡 | 69 | 154 | 77 | 77 |  |  |  |  | 1.028 | 황 곡 | 158
| 2 | 하 대 | 58 | 132 | 68 | 64 |  |  |  |  | 1.028 | 하 대 | 136
| 1 | 오봉리 |  | 986 | 517 | 469 | 오봉리 | 454 | 966 | 966 | 0.97972 | 오봉리 | 966 | 966 | TRUE | TRUE
| 2 | 오 봉 | 341 | 725 | 386 | 339 |  |  |  |  | 0.97972 | 오 봉 | 710
| 2 | 봉 지 | 111 | 261 | 131 | 130 |  |  |  |  | 0.97972 | 봉 지 | 256
| 1 | 공리 |  | 260 | 121 | 139 | 공리 | 120 | 262 | 262 | 1.0077 | 공리 | 262 | 262 | TRUE | TRUE
| 2 | 공 리 | 78 | 180 | 85 | 95 |  |  |  |  | 1.0077 | 공 리 | 181
| 2 | 화 리 | 36 | 80 | 36 | 44 |  |  |  |  | 1.0077 | 화 리 | 81
| 1 | 남산리 | 60 | 121 | 60 | 61 | 남산리 | 65 | 132 | 132 | 1.0909 | 남산리 | 132 | 132 | TRUE | TRUE
| 1 | 장양리 |  | 274 | 133 | 141 | 장양리 | 126 | 250 | 250 | 0.91241 | 장양리 | 250 | 250 | TRUE | TRUE
| 2 | 장 양 | 78 | 158 | 76 | 82 |  |  |  |  | 0.91241 | 장 양 | 144
| 2 | 벌 리 | 53 | 116 | 57 | 59 |  |  |  |  | 0.91241 | 벌 리 | 106
| 1 | 태봉리 |  | 174 | 97 | 77 | 태봉리 | 85 | 175 | 175 | 1.0057 | 태봉리 | 175 | 175 | TRUE | TRUE
| 2 | 태 봉 | 52 | 106 | 59 | 47 |  |  |  |  | 1.0057 | 태 봉 | 107
| 2 | 외 중 | 35 | 68 | 38 | 30 |  |  |  |  | 1.0057 | 외 중 | 68
| 1 | 내현리 |  | 321 | 159 | 162 | 내현리 | 148 | 313 | 313 | 0.97508 | 내현리 | 313 | 313 | TRUE | TRUE
| 2 | 내 현 | 56 | 109 | 52 | 57 |  |  |  |  | 0.97508 | 내 현 | 106
| 2 | 화 산 | 51 | 112 | 52 | 60 |  |  |  |  | 0.97508 | 화 산 | 109
| 2 | 발 현 | 43 | 100 | 55 | 45 |  |  |  |  | 0.97508 | 발 현 | 98
| 1 | 지정리 |  | 365 | 186 | 179 | 지정리 | 162 | 357 | 357 | 0.97808 | 지정리 | 357 | 357 | TRUE | TRUE
| 2 | 지 석 | 56 | 117 | 64 | 53 |  |  |  |  | 0.97808 | 지 석 | 114
| 2 | 묵 동 | 110 | 248 | 122 | 126 |  |  |  |  | 0.97808 | 묵 동 | 243
| 1 | 대정리 | 43 | 79 | 37 | 42 | 대정리 | 42 | 78 | 78 | 0.98734 | 대정리 | 78 | 78 | TRUE | TRUE
| 1 | 신곡리 |  | 180 | 91 | 89 | 신곡리 | 84 | 174 | 174 | 0.96667 | 신곡리 | 174 | 174 | TRUE | TRUE
| 2 | 신 곡 | 34 | 72 | 38 | 34 |  |  |  |  | 0.96667 | 신 곡 | 70
| 2 | 척 괴 | 50 | 108 | 53 | 55 |  |  |  |  | 0.96667 | 척 괴 | 104
| 1 | 청광리 |  | 320 | 162 | 158 | 청광리 | 140 | 301 | 301 | 0.94063 | 청광리 | 301 | 301 | TRUE | TRUE
| 2 | 청 광 | 95 | 223 | 115 | 108 |  |  |  |  | 0.94063 | 청 광 | 210
| 2 | 소 반 | 45 | 97 | 47 | 50 |  |  |  |  | 0.94063 | 소 반 | 91
| 1 | 마온리 |  | 835 | 436 | 399 | 마온리 | 436 | 814 | 814 | 0.97485 | 마온리 | 814 | 814 | TRUE | TRUE
| 2 | 마 온 | 403 | 760 | 391 | 369 |  |  |  |  | 0.97485 | 마 온 | 741
| 2 | 온 요 | 35 | 75 | 45 | 30 |  |  |  |  | 0.97485 | 온 요 | 73
| 1 | 합계 | 1992 | 4201 | 2144 | 2057 |  | 1993 | 4116 | 4116 | 0.97977 | 합계 | 4116 | 4116 | TRUE
Note on C133: my: 내포신도시 인구 제외
Note on O133: my: 내포신도시 인구 제외

## 총용수수요량
▣ 읍면지역 생활용수 수요량
구 분 | 계획인구 | 보급율 | 급수인구 | 소비량 원단위 | 소비량 | 유수율 | 일평균 원단위 | 일평균 급수량 | 첨두부하율 | 일최대 원단위 | 일최대 급수량 | 시간계수 | 시간최대 급수량 | 비고
2020년 | 3559 | 2010.8 | 71565 | 257 | 18392 | 85 | 302 | 21613 | 1.35 | 408 | 29199 | 1.5 | 43799
2025년 | 3353 | 2046.2 | 68610 | 257 | 17633 | 85 | 302 | 20720 | 1.35 | 408 | 27993 | 1.5 | 41990
2030년 | 3199 | 2139.7 | 68450 | 257 | 17592 | 85 | 302 | 20672 | 1.35 | 408 | 27928 | 1.5 | 41892
2035년 | 3097 | 2183 | 67609 | 257 | 17376 | 85 | 302 | 20418 | 1.35 | 408 | 27584 | 1.5 | 41376
▣ 읍면지역 생활용수 수요량(읍면별)
2020년
구 분 | 계획인구 | 보급율 | 급수인구 | 소비량 원단위 | 소비량 | 유수율 | 일평균 원단위 | 일평균 급수량 | 첨두부하율 | 일최대 원단위 | 일최대 급수량 | 시간계수 | 시간최대 급수량 | 비고
홍성읍 | 0 | #DIV/0! | 38864 | 257 | 9988 | 85 | 302 | 11737 | 1.35 | 408 | 15857 | 1.5 | 23786
광천읍 | 2020년 | #VALUE! | 9323 | 257 | 2396 | 85 | 302 | 2816 | 1.35 | 408 | 3804 | 1.5 | 5706
홍북면 | 76371 | 4.2 | 3181 | 257 | 818 | 85 | 302 | 961 | 1.35 | 408 | 1298 | 1.5 | 1947
금마면 | 36451 | 7.4 | 2700 | 257 | 694 | 85 | 302 | 815 | 1.35 | 408 | 1102 | 1.5 | 1653
홍동면 | 9841 | 25.2 | 2478 | 257 | 637 | 85 | 302 | 748 | 1.35 | 408 | 1011 | 1.5 | 1517
장곡면 | 4032 | 64.7 | 2610 | 257 | 671 | 85 | 302 | 788 | 1.35 | 408 | 1065 | 1.5 | 1598
은하면 | 3559 | 61.4 | 2187 | 257 | 562 | 85 | 302 | 660 | 1.35 | 408 | 892 | 1.5 | 1338
결성면 | 3334 | 56.1 | 1872 | 257 | 481 | 85 | 302 | 565 | 1.35 | 408 | 764 | 1.5 | 1146
서부면 | 3125 | 87.9 | 2746 | 257 | 706 | 85 | 302 | 829 | 1.35 | 408 | 1120 | 1.5 | 1680
갈산면 | 2605 | 88.3 | 2301 | 257 | 591 | 85 | 302 | 695 | 1.35 | 408 | 939 | 1.5 | 1409
구항면 | 2277 | 145.1 | 3303 | 257 | 848 | 85 | 302 | 999 | 1.35 | 408 | 1347 | 1.5 | 2019 |  | 급수인구 | 소비량 | 일평균급수량 | 일최대급수량 | 시간최대급수량
계 | 141595 | 50.5 | 71565 | 257 | 18392 | 85 | 302 | 21613 | 1.35 | 408 | 29199 | 1.5 | 43799 |  | 71565 | 18392 | 21613 | 29199 | 43799
2025년 | [14 empty] | 1 | 1 | 1 | 1 | 1
구 분 | 계획인구 | 보급율 | 급수인구 | 소비량 원단위 | 소비량 | 유수율 | 일평균 원단위 | 일평균 급수량 | 첨두부하율 | 일최대 원단위 | 일최대 급수량 | 시간계수 | 시간최대 급수량 | 비고
홍성읍 | 0 | #DIV/0! | 36168 | 257 | 9295 | 85 | 302 | 10923 | 1.35 | 408 | 14757 | 1.5 | 22136
광천읍 | 2025년 | #VALUE! | 8784 | 257 | 2257 | 85 | 302 | 2653 | 1.35 | 408 | 3584 | 1.5 | 5376
홍북면 | 71071 | 4.5 | 3233 | 257 | 831 | 85 | 302 | 976 | 1.35 | 408 | 1319 | 1.5 | 1979
금마면 | 33458 | 8.5 | 2849 | 257 | 732 | 85 | 302 | 860 | 1.35 | 408 | 1162 | 1.5 | 1743
홍동면 | 9272 | 27.9 | 2586 | 257 | 665 | 85 | 302 | 781 | 1.35 | 408 | 1055 | 1.5 | 1583
장곡면 | 3799 | 64.9 | 2465 | 257 | 634 | 85 | 302 | 744 | 1.35 | 408 | 1006 | 1.5 | 1509
은하면 | 3353 | 61.5 | 2061 | 257 | 530 | 85 | 302 | 622 | 1.35 | 408 | 841 | 1.5 | 1262
결성면 | 3141 | 58.6 | 1840 | 257 | 473 | 85 | 302 | 556 | 1.35 | 408 | 751 | 1.5 | 1127
서부면 | 2945 | 93.9 | 2765 | 257 | 711 | 85 | 302 | 835 | 1.35 | 408 | 1128 | 1.5 | 1692
갈산면 | 2455 | 111.9 | 2747 | 257 | 706 | 85 | 302 | 830 | 1.35 | 408 | 1122 | 1.5 | 1683
구항면 | 2145 | 145.1 | 3112 | 257 | 799 | 85 | 302 | 940 | 1.35 | 408 | 1268 | 1.5 | 1900 |  | 급수인구 | 소비량 | 일평균급수량 | 일최대급수량 | 시간최대급수량
계 | 131639 | 52.1 | 68610 | 257 | 17633 | 85 | 302 | 20720 | 1.35 | 408 | 27993 | 1.5 | 41990 |  | 68610 | 17633 | 20720 | 27993 | 41990
2030년 | [14 empty] | 1 | 1 | 1 | 1 | 1
구 분 | 계획인구 | 보급율 | 급수인구 | 소비량 원단위 | 소비량 | 유수율 | 일평균 원단위 | 일평균 급수량 | 첨두부하율 | 일최대 원단위 | 일최대 급수량 | 시간계수 | 시간최대 급수량 | 비고
홍성읍 | 0 | #DIV/0! | 37268 | 257 | 9578 | 85 | 302 | 11255 | 1.35 | 408 | 15205 | 1.5 | 22808
광천읍 | 2030년 | #VALUE! | 8384 | 257 | 2155 | 85 | 302 | 2532 | 1.35 | 408 | 3421 | 1.5 | 5132
홍북면 | 70471 | 4.4 | 3086 | 257 | 793 | 85 | 302 | 932 | 1.35 | 408 | 1259 | 1.5 | 1889
금마면 | 34583 | 7.9 | 2718 | 257 | 699 | 85 | 302 | 821 | 1.35 | 408 | 1109 | 1.5 | 1664
홍동면 | 8847 | 27.9 | 2465 | 257 | 634 | 85 | 302 | 744 | 1.35 | 408 | 1006 | 1.5 | 1509
장곡면 | 3625 | 64.8 | 2348 | 257 | 603 | 85 | 302 | 709 | 1.35 | 408 | 958 | 1.5 | 1437
은하면 | 3199 | 61.5 | 1967 | 257 | 506 | 85 | 302 | 594 | 1.35 | 408 | 803 | 1.5 | 1205
결성면 | 2997 | 58.5 | 1753 | 257 | 451 | 85 | 302 | 529 | 1.35 | 408 | 715 | 1.5 | 1073
서부면 | 2810 | 93.9 | 2638 | 257 | 678 | 85 | 302 | 797 | 1.35 | 408 | 1076 | 1.5 | 1614
갈산면 | 2342 | 121.9 | 2856 | 257 | 734 | 85 | 302 | 863 | 1.35 | 408 | 1165 | 1.5 | 1748
구항면 | 2047 | 144.9 | 2967 | 257 | 761 | 85 | 302 | 896 | 1.35 | 408 | 1211 | 1.5 | 1813 |  | 급수인구 | 소비량 | 일평균급수량 | 일최대급수량 | 시간최대급수량
계 | 130921 | 52.3 | 68450 | 257 | 17592 | 85 | 302 | 20672 | 1.35 | 408 | 27928 | 1.5 | 41892 |  | 68450 | 17592 | 20672 | 27928 | 41892
2035년 | [14 empty] | 1 | 1 | 1 | 1 | 1
구 분 | 계획인구 | 보급율 | 급수인구 | 소비량 원단위 | 소비량 | 유수율 | 일평균 원단위 | 일평균 급수량 | 첨두부하율 | 일최대 원단위 | 일최대 급수량 | 시간계수 | 시간최대 급수량 | 비고
홍성읍 | 0 | #DIV/0! | 37418 | 257 | 9616 | 85 | 302 | 11300 | 1.35 | 408 | 15267 | 1.5 | 22901
광천읍 | 2035년 | #VALUE! | 8116 | 257 | 2086 | 85 | 302 | 2451 | 1.35 | 408 | 3311 | 1.5 | 4967
홍북면 | 69471 | 4.3 | 2984 | 257 | 767 | 85 | 302 | 901 | 1.35 | 408 | 1217 | 1.5 | 1826
금마면 | 34736 | 7.6 | 2633 | 257 | 677 | 85 | 302 | 795 | 1.35 | 408 | 1074 | 1.5 | 1611
홍동면 | 8563 | 27.9 | 2392 | 257 | 615 | 85 | 302 | 722 | 1.35 | 408 | 976 | 1.5 | 1464
장곡면 | 3508 | 64.8 | 2274 | 257 | 584 | 85 | 302 | 687 | 1.35 | 408 | 928 | 1.5 | 1392
은하면 | 3097 | 61.4 | 1903 | 257 | 489 | 85 | 302 | 575 | 1.35 | 408 | 776 | 1.5 | 1164
결성면 | 2901 | 58.6 | 1699 | 257 | 437 | 85 | 302 | 513 | 1.35 | 408 | 693 | 1.5 | 1040
서부면 | 2719 | 93.8 | 2551 | 257 | 656 | 85 | 302 | 770 | 1.35 | 408 | 1041 | 1.5 | 1562
갈산면 | 2267 | 121.9 | 2763 | 257 | 710 | 85 | 302 | 834 | 1.35 | 408 | 1128 | 1.5 | 1692
구항면 | 1981 | 145.2 | 2876 | 257 | 739 | 85 | 302 | 870 | 1.35 | 408 | 1173 | 1.5 | 1757 |  | 급수인구 | 소비량 | 일평균급수량 | 일최대급수량 | 시간최대급수량
계 | 129243 | 52.3 | 67609 | 257 | 17376 | 85 | 302 | 20418 | 1.35 | 408 | 27584 | 1.5 | 41376 |  | 67609 | 17376 | 20418 | 27584 | 41376
[15 empty] | 1 | 1 | 1 | 1 | 1

## 아파트
홍성군 아파트 현황 | [10 empty] | 세대당인구 | 2.31 | (2015년12월말기준, 홍성군 홈페이지)
2016.10.현재
연번 | 아파트명 | 아파트 주소 | 동수 | 층수 | 세대수 | 면적 | 준공일자 | 관리사무소 연락처 | 의무관리대상 | 비고 | 인구 | 면 | 리 | 세부 리
합계 | 45개단지
1 | 대우아파트 | 홍성읍 문화로72번길 41 | 2 | 17 | 260 | 25390 | 95.03.30 | 634-8615 | ㅇ |  | 601 | 홍성읍 | 남장리 | 남장3리
2 | 경성큰마을아파트 | 홍성읍 문화로80번길 32-14 | 4 | 17 | 270 | 33055 | 97.01.10 | 634-8048 | ㅇ |  | 624 | 홍성읍 | 오관리 | 오관리9리
3 | 현대아파트 | 홍성읍 월계천길 41-11 | 4 | 17 | 434 | 46076 | 97.04.11 | 633-5324 | ㅇ |  | 1003 | 홍성읍 | 오관리 | 오관12리
4 | 현광아파트 | 홍성읍 도청대로96번길 85-17 | 3 | 19 | 339 | 33387 | 97.05.01 | 634-6034 | ㅇ |  | 783 | 홍성읍 | 내법리 | 법수리
5 | 미림청솔아파트 | 홍성읍 내포로146번길 46 | 2 | 18 | 297 | 34325 | 97.05.01 | 634-4844 | ㅇ |  | 686 | 홍성읍 | 오관리 | 오관5리
6 | 동진아파트 | 홍북면 도청대로 211 | 4 | 8 | 248 | 17224 | 98.01.10 | 634-9497 | ㅇ |  | 573 | 홍북면 | 봉신리 | 이동
7 | 주공1차아파트 | 홍성읍 문화로72번길 92 | 13 | 15 | 996 | 83641 | 01.09.08 | 631-6162 | ㅇ |  | 2301 | 홍성읍 | 남장리 | 남장4리
8 | 부영1차아파트 | 홍성읍 월산로30번길 39 | 6 | 15 | 684 | 68186 | 03.05.26 | 631-5652 | ㅇ |  | 1580 | 홍성읍 | 월산리 | 월산4리 | 현황상엔 1리인데 인구봤을땐 4리가 맞는듯
9 | 부영2차아파트 | 홍성읍 월산로30번길 38 | 8 | 15 | 684 | 72747 | 04.08.23 | 631-5611 | ㅇ |  | 1580 | 홍성읍 | 월산리 | 월산4리 | 현황상엔 1리인데 인구봤을땐 4리가 맞는듯
10 | 코오롱하늘채 | 홍성읍 문화로33번길 11 | 13 | 15 | 569 | 79298 | 06.10.18 | 631-4450 | ㅇ |  | 1314 | 홍성읍 | 옥암리 | 옥암3리 | 현황은 옥암3리인데 아닌듯..
11 | 세광엔리치 | 홍성읍 충서로 1506 | 6 | 15 | 430 | 70289 | 06.11.15 | 631-3852 | ㅇ |  | 993 | 홍성읍 | 오관리 | 오관13리 | 현황은 오관6리인데 13리인듯
12 | 주공2차아파트 | 홍성읍 문화로72번길 72 | 5 | 15 | 468 | 37822 | 08.08.20 | 631-9449 | ㅇ |  | 1081 | 홍성읍 | 남장리 | 남장4리
13 | 신동아파밀리에 | 홍성읍 충절로953번길 20 | 12 | 15 | 716 | 117080 | 09.05.29 | 632-3993 | ㅇ |  | 1654 | 홍성읍 | 고암리 | 고암6리 | 현황상엔 고암2리인데 인구봤을땐 6리가 맞는듯
14 | 주공3차아파트 | 홍성읍 남장중로 10 | 8 | 15 | 659 | 48240 | 11.05.30 | 631-9891 | ㅇ |  | 1522 | 홍성읍 | 남장리 | 남장4리 | 현황상엔 남장2리인데 인구봤을땐 4리가 맞는듯
25 | 신천아파트 가동 | 홍성읍 월계천길 290 | 1 | 5 | 29 | 2847.6 | 89.07.11 |  |  |  | 67 | 홍성읍 | 오관리 | 오관2리
26 | 미주아파트 | 홍성읍 조양로232번길 20-3 | 3 | 5 | 98 | 8135.71 | 90.01.11 |  |  |  | 226 | 홍성읍 | 고암리 | 고암4리
27 | 신천아파트 다동 | 홍성읍 월계천길 278 | 1 | 5 | 40 | 4349.19 | 90.12.11 |  |  |  | 92 | 홍성읍 | 오관리 | 오관2리
28 | 거성아파트 B동 | 홍성읍 홍장북로441번길 25-9 | 1 | 5 | 60 | 1904.4 | 90.12.15 |  |  |  | 139 | 홍성읍 | 남장리 | 남장3리 | 거성아파트 A동도 있는데 없어서 추가함 | 원랜 30세대임
29 | 신천아파트 라동 | 홍성읍 홍장북로 454 | 1 | 6 | 36 | 3868.02 | 91.07.12 |  |  |  | 83 | 홍성읍 | 고암리 | 고암2리
30 | 미성아파트 | 홍성읍 홍장북로441번길 25-12 | 3 | 6 | 182 | 17825.48 | 91.09.26. |  |  |  | 420 | 홍성읍 | 남장리 | 남장3리
32 | 우주은하아파트 A동 | 홍성읍 의사로 9 | 1 | 15 | 120 | 13618.58 | 91.10.24 |  |  |  | 277 | 홍성읍 | 고암리 | 오관8리
35 | 우주은하아파트 B동 | 홍성읍 의사로 14 | 1 | 15 | 60 | 7231.55 | 92.04.03 |  |  |  | 139 | 홍성읍 | 고암리 | 오관8리
37 | 태영아파트 | 홍성읍 문화로80번길 43 | 1 | 19 | 112 | 12406.58 | 92.08.12 |  |  |  | 259 | 홍성읍 | 오관리 | 오관9리
38 | 신천무궁화아파트(나동) | 홍성읍 월계천길 286 | 1 | 9 | 54 | 5032.77 | 92.10.02 |  |  |  | 125 | 홍성읍 | 오관리 | 오관2리
45 | 렉시움아파트 | 홍성읍 월계천길 11 | 1 | 9 | 32 | 3721.07 | 14.07.11 |  |  |  | 74 | 홍성읍 | 월산리 | 월산4리 | 부영아파트 근처에있음 부영이 월산 4리라서 4리로 넣음
46 | 광천아파트 | 광천로359번길 21-32 | 1 | 6 | 10 | 1049.31 | 03.12.26. |  |  |  | 23 | 광천읍 | 신진리 | 용두
31 | 거성아파트 가동 | 광천읍 광천로359번길 21-16 | 1 | 6 | 42 | 3711.42 | 91.10.08. |  |  |  | 97 | 광천읍 | 신진리 | 송우
34 | 진성아파트 | 광천읍 오서길54번길 30 | 1 | 5 | 20 | 1684 | 92.02.17. |  |  |  | 46 | 광천읍 | 광천리 | 신랑2 | 일단보류
39 | 거성아파트 나동 | 광천읍 광천로359번길 21-27 | 1 | 8 | 62 | 6244 | 92.10.06 |  |  |  | 143 | 광천읍 | 신진리 | 송우
40 | 광천우주은하아파트 | 광천읍 홍남로 623-18 | 1 | 14 | 78 | 7683.33 | 93.01.25 |  |  |  | 180 | 광천읍 | 신진리 | 다진
44 | 솔스빌아파트 | 광천읍 충서로 206-15 | 1 | 12 | 47 | 5978.43 | 03.08.18 |  |  |  | 109 | 광천읍 | 신진리 | 다진
17 | 홍성광천아파트 | 광천읍 광천로428번길 46-14 | 4 | 14 | 284 | 17415 | 13.11.19 | 641-6009 | ㅇ |  | 656 | 광천읍 | 신진리 | 장현리
16 | 롯데캐슬 | 홍북면 신대로 34 | 12 | 20 | 885 | 143879 | 12.12.04 | 634-9801 | ㅇ |  | 2044 | 홍북면 | 신경리 | 신리? | 내포신도시
18 | 극동스타클래스 | 홍북면 신대로 33 | 9 | 20 | 938 | 141973 | 14.05.30 | 634-7263 | ㅇ |  | 2167 | 홍북면 | 신경리 | 신경리 | 내포신도시
19 | 효성해링턴플레이스 | 홍북면 신대로 54 | 9 | 26 | 915 | 136842 | 14.09.22 | 635-1126 | ㅇ |  | 2114 | 홍북면 | 신경리 | 신경리 | 내포신도시
20 | 엘에이치스타힐스 | 홍북면 홍예로 213 | 23 | 30 | 2127 | 311816 | 15.08.21 | 633-0434 | ㅇ |  | 4913 | 홍북면 | 신경리 | 신경리 | 내포신도시
21 | 경남아너스빌 | 홍북면 청사로 15 | 11 | 30 | 990 | 147537 | 16.01.29 | 634-3036 | ㅇ |  | 2287 | 홍북면 | 신경리 | 신경리 | 내포신도시
22 | 중흥에스클래스 | 홍북면 자경로 17 | 28 | 20 | 1660 | 264525 | 16.04.05 | 631-3585 | ㅇ |  | 3835 | 홍북면 | 신경리 | 신경리 | 내포신도시
23 | 모아엘가 | 홍북면 홍학로 88 | 15 | 27 | 1260 | 190714 | 16.04.08 | 631-8936 | ㅇ |  | 2911 | 홍북면 | 신경리 | 신경리 | 내포신도시
24 | 상록아파트 | 홍북면 신경리 1176 | 7 | 16 | 497 | 64999 | 16.07.25 | 634-2985 | ㅇ |  | 1148 | 홍북면 | 신경리 | 신경리 | 내포신도시
15 | 세청파크빌 | 금마면 충서로2036번길 82 | 7 | 5 | 250 | 19836 | 12.10.30 | 634-0916 | ㅇ |  | 578 | 금마면 | 죽림리 | 배양리
36 | 청송아파트 | 구항면 충서로 1047-10 | 3 | 5 | 60 | 3568.6 | 92.06.10 |  |  |  | 139 | 구항면 | 마온리 | 마온
41 | 개나리아파트 | 구항면 충서로 1060-52 | 1 | 5 | 50 | 2334 | 95.05.25 |  |  |  | 116 | 구항면 | 마온리 | 마온
42 | 무지개아파트 | 구항면 충서로 1060-21 | 1 | 5 | 110 | 7127.5 | 00.04.20 |  |  |  | 254 | 구항면 | 마온리 | 마온
43 | 구항온누리아파트 | 구항면 구항길57번길 25 | 5 | 5 | 220 | 14893.35 | 00.04.20 |  |  |  | 508 | 구항면 | 오봉리 | 오봉
33 | 마온아파트 | 구항면 충서로 1068-24 | 3 | 5 | 180 | 7504.37 | 91.12.19 |  |  |  | 416 | 구항면 | 마온리 | 마온